## Table 2
Table 2: Facility Unit Costs for Military Construction
Unit Costs for Military Construction | Reference Size | Oct 2017 unit cost | Reference Size | Oct 2017 unit cost | Standard Deviation | Standard Deviation | Number of
|  | (GUC) |  | (GUC) |  | /GUC | Projects
FACILITY TYPE | (gross m2) | ($/m2) | (gross SF) | ($/SF) | ($/SF) | pct (%)
COMMUNICATIONS BUILDINGS:
SATELLITE COMMUNICATIONS CENTER |  | ** |  | ** | ** |  | 1
COMMUNICATIONS FACILITY | 3159 | 3875 | 34000 | 360 | 93 | 25.83% | 3
AIRCRAFT OPERATIONS BUILDINGS:
AIRCRAFT OPS FACILITY WITHOUT TOWER | 4552 | 2605 | 49000 | 242 | 34 | 14.05% | 3
CONTROL TOWER (STAND-ALONE) |  | ** |  | ** | ** |  | 1
AIRFIELD FIRE & RESCUE STATION
(CENTRAL FIRE ALARM SYSTEM NOT INCL) | 2973 | 3283 | 32000 | 305 | 63 | 20.66% | 3
HEADQUARTERS/OPERATIONS BUILDINGS:
COMPANY LEVEL (LOWEST LEVEL) | 3066 | 2992 | 33000 | 278 | 25 | 8.993% | 8
SQUADRON/ BATTALION HQS (MID LEVEL) | 5017 | 3035 | 54000 | 282 | 30 | 10.64% | 8
BRIGADE/DIVISION WING HQS (UPPER LEVEL) | 10219 | 3972 | 110000 | 369 | 135 | 36.59% | 4
ACADEMIC INSTRUCTION BUILDINGS:
GENERAL INSTRUCTION (LECTURE CLASSRM) | 3066 | 3358 | 33000 | 312 | 40 | 12.82% | 12
HIGH BAY W/ SIMULATION TRAINING - SMALL (< 18,000 SF) | 855 | 4381 | 9200 | 407 | 94 | 23.1% | 9
HIGH BAY W/ SIMULATION TRAINING - LARGE (> 18,000 SF) | 3995 | 4090 | 43000 | 380 | 28 | 7.368% | 3
APPLIED INSTRUCTIONS (HANDS ON TRNG) | 2787 | 3444 | 30000 | 320 | 53 | 16.56% | 18
ARMED FORCES RESERVE CENTER (see note above) | 4831 | 2637 | 52000 | 245 | 43 | 17.55% | 18
MAINTENANCE HANGARS:
GENERAL PURPOSE, LOW-MID BAY, UPTO 40 FT HIGH | 5017 | 3165 | 54000 | 294 | 24 | 8.163% | 6
HIGH BAY MAINTENANCE, OVER 40 FT HIGH | 5574 | 3165 | 60000 | 294 | 29 | 9.864% | 3
AIRCRAFT CORROSION CONTROL MAINTENANCE | 8919 | 4489 | 96000 | 417 | 62 | 0.14868 | 3
MAINTENANCE SHOPS:
MILITARY VEHICLE MAINTENANCE, LARGE (>21,000 SF) | 3159 | 2777 | 34000 | 258 | 28 | 10.85% | 3
MILITARY VEHICLE MAINTENANCE, SMALL (<21,000 SF) | 929 | 3531 | 10000 | 328 | 83 | 25.3% | 10
AIRCRAFT AVIONICS |  | ** |  | ** | **
INSTALLATION MAINTENANCE, GEN PURPOSE | 762 | 3068 | 8200 | 285 | 123 | 43.16% | 4
PARACHUTE AND DINGHY MAINTENANCE |  | ** |  | ** | **
AIRCRAFT MACHINE SHOP |  | ** |  | ** | **
ELECTRONICS SHOP, DEPOT LEVEL |  | ** |  | ** | **
WAREHOUSE/ STORAGE FACILITIES:
GENERAL PURPOSE - SMALL (<15,000 SF), LOW BAY (STACK HEIGHT <16 FT) | 334 | 1421 | 3600 | 132 | 5 | 3.788% | 12
GENERAL PURPOSE - LARGE (>15,000 SF), LOW BAY (STACK HEIGHT <16 FT) | 2415 | 1981 | 26000 | 184 | 102 | 55.43% | 5
STORAGE BUILDING - LARGE (>15,000 SF), HIGH BAY (STACK HEIGHT >16 FT) | 1951 | 2250 | 21000 | 209 | 44 | 21.05% | 5
GENERAL PURPOSE MAGAZINE W/O CRANE | 892 | 5274 | 9600 | 490 | 130 | 0.26531 | 4
HIGH EXPLOSIVE MAGAZINE | 873 | 4693 | 9400 | 436 | 69 | 0.15826 | 5
ARMORY/ WEAPONS STORAGE FACILITY |  | ** |  | ** | ** |  | 2
HAZARDOUS/ FLAMMABLE STORAGE, < 1,000 SF |  | ** |  | ** | **
HAZARDOUS/ FLAMMABLE STORAGE, > 1,000 SF |  | ** |  | ** | **
MEDICAL (MED) FACILITIES (see notes below):
INPATIENT HOSPITAL / MED CENTER /1/ |  | ** |  | ** | **
MED CLINIC (SMALL, FREE STANDING<60,000 SF) /2/ |  | ** |  | ** | ** |  | 0
MED CLINIC (LARGE, FREE STANDING, >60,000 SF) /1/ | 10219 | 3617 | 110000 | 336 | 32 | 9.524% | 4
DENTAL CLINIC /2/ |  | ** |  | ** | ** |  | 2
MED CLINIC (attached to HOSPITAL / MED CENTER) /1/ |  | ** |  | ** | ** |  | 0
MENTAL/BEHAVIORAL HEALTH CLINIC |  | ** |  | ** | **
VET CLINIC |  | ** |  | ** | ** |  | 0
SATELLITE PHARMACIES |  | ** |  | ** | ** |  | 0
ADMINISTRATIVE FACILITIES:
MULTI-PURPOSE ADMIN | 6503 | 2928 | 70000 | 272 | 88 | 32.35% | 3
DATA PROCESSING AREA FACILITY (includes admin and storage) |  | ** |  | ** | ** |  | 2
COMMAND HEADQUARTERS BUILDING | 14865 | 3703 | 160000 | 344 | 131 | 38.08% | 4
UNACCOMPANIED PERSONNEL HOUSING:
BARRACKS / DORMITORY (does not include kitchenette equipment) | 6503 | 3186 | 70000 | 296 | 28 | 9.459% | 9
BARRACKS - OPEN BAY, TRAINING |  | ** |  | ** | ** |  | 1
BARRACKS - STUDENT DORMS, ADVANCE TRAINING | 11148 | 3154 | 120000 | 293 | 14 | 4.778% | 4
OFFICERS QUARTERS (does not include kitchenette equipment) |  | ** |  | ** | ** |  | 2
DINING FACILITY (includes kitchen equipment and installation)
ENLISTED DINING, <15,000 SF |  | ** |  | ** | **
ENLISTED DINING, 15,000 to 39,999 SF | 2694 | 3843 | 29000 | 357 | 42 | 11.76% | 4
ENLISTED DINING, >40,000 SF |  | ** |  | ** | **
FAMILY HOUSING:
ENLISTED FAMILY HOUSING - CONUS |  | ** |  | ** | ** |  | 1
OFFICERS FAMILY HOUSING - CONUS | 1115 | 2196 | 12000 | 204 | 25 | 0.12255 | 6
ENLISTED FAMILY HOUSING - OCONUS |  | ** |  | ** | ** |  | 2
OFFICERS FAMILY HOUSING - OCONUS |  | ** |  | ** | ** |  | 0
FAMILY SUPPORT FACILITIES:
CHILD DEVELOPMENT CTR (under 6 years old) |  | ** |  | ** | ** |  | 0
CHILD DEVELOPMENT CTR (school age) |  | ** |  | ** | **
EDUCATION CENTER |  | ** |  | ** | ** |  | 0
YOUTH CENTER |  | ** |  | ** | **
FAMILY SERVICE CENTER, <10,000 SF |  | ** |  | ** | **
FAMILY SERVICE CENTER, > 10,000 SF |  | ** |  | ** | **
COMMUNITY SUPPORT FACILITIES:
FIRE STATION, COMMUNITY |  | ** |  | ** | ** |  | 0
CHAPEL CENTER |  | ** |  | ** | **
PHYSICAL FITNESS TRAINING CENTER |  | ** |  | ** | ** |  | 1
MAIN EXCHANGE (w/ mall service shops) |  | ** |  | ** | **
SERVICE CLUB |  | ** |  | ** | ** |  | 1
LIBRARY |  | ** |  | ** | **
RECREATION CENTER |  | ** |  | ** | **
MWR VEHICLE MAINTENANCE FACILITY (Auto Hobby Shop) |  | ** |  | ** | **
BOWLING CENTER (8 lanes w/ pin-spotting and automatic scoring equipment) |  | ** |  | ** | **
DEPENDENT SCHOOLS:
ELEMENTARY SCHOOL - CONUS | 9197 | 3488 | 99000 | 324 | 43 | 13.27% | 5
ELEMENTARY SCHOOL -OCONUS |  | ** |  | ** | ** |  | 0
JUNIOR HIGH / MIDDLE SCHOOL |  | ** |  | ** | ** |  | 2
HIGH SCHOOL |  | ** |  | ** | ** |  | 2
TRANSIENT LODGING FACILITY |  | ** |  | ** | ** |  | 2
PARKING GARAGE / BUILDING (450 SF/vehicle includes turning space and ramps) | 13935 | 581 | 150000 | 54 | 3 | 5.556% | 5
CONFINEMENT FACILITY |  | ** |  | ** | **
INDOOR FIRING RANGE | 3345 | 3251 | 36000 | 302 | 43 | 14.24% | 4
KENNEL - MILITARY WORKING DOG |  | ** |  | ** | ** |  | 0
* Unit cost based on vertical feet of tower.
** Insufficient pricing data in the Historic Analysis Generator (HII) database at: https://hiiprod.ptcapps.com
/1/ Excludes Boilers and Chillers, which are located in a Central Utility Plant (CUP)
/2/ Includes Boilers and Chillers in the facility

## Table 3
Table 3: Unit costs for DoD facility cost models
(Not to be used for military construction projects)
FAC | FAC Title | UM | Replacement Unit Cost |  |  |  | Sustainment Unit Cost
|  |  | Replacement Unit Cost ($FY 2018) | RUC Source Group | RUC Reference Size (gross SF) | RUC Source Description | Sustainment Unit Costs ($FY 2018) | SUC Source Group | SUC Source Description
1111 | FIXED-WING RUNWAY, SURFACED | SY | 169.77 | 1 | N/A | PACES 1.3 | 2.09 | 2 | Air Staff-directed study, 2011
1112 | ROTARY-WING LANDING AREA, SURFACED | SY | 94.24 | 1 | N/A | PACES 1.3 | 1.77 | 2 | Air Staff-directed study, 2011
1113 | RUNWAY OVERRUN AREA, SURFACED | SY | 114.08 | 1 | N/A | PACES 1.3 | 1.77 | 2 | Air Staff-directed study, 2011
1114 | RUNWAY, UNSURFACED | SY | 32.91 | 1 | N/A | PACES 1.3 | 1.56 | 2 | Army Staff-directed study, 2011
1115 | UNMANNED AERIAL VEHICLE (UAV) RUNWAY AND LAUNCH/RECOVERY SITE | SY | 124.79 | 2 | N/A | PACES 1.3; Set equal to FAC 1131 | 0.9 | 2 | Set to FAC 8511
1121 | TAXIWAY, SURFACED | SY | 103.83 | 1 | N/A | PACES 1.3 | 1.77 | 2 | Air Staff-directed study, 2011
1122 | ROTARY-WING TAXIWAY, SURFACED | SY | 103.83 | 2 | N/A | PACES 1.3; Set equal to FAC 1121 | 1.77 | 2 | Air Staff-directed study, 2011
1131 | AIRCRAFT APRON, SURFACED | SY | 124.79 | 1 | N/A | PACES 1.3 | 1.77 | 2 | Air Staff-directed study, 2011
1161 | COMPASS CALIBRATION PAD, SURFACED | SY | 124.79 | 2 | N/A | PACES 1.3; Set equal to FAC 1131 | 1.77 | 2 | Air Staff-directed study, 2011
1162 | MISSILE LAUNCHING PAD, SURFACED | SY | 195.33 | 1 | N/A | PACES 1.3 | 1.77 | 2 | Air Staff-directed study, 2011
1163 | AIRCRAFT WASHING PAD, SURFACED | SY | 124.79 | 2 | N/A | PACES 1.3; Set equal to FAC 1131 | 1.77 | 2 | Air Staff-directed study, 2011
1164 | MISCELLANEOUS AIRFIELD PAVEMENT, SURFACED | SY | 115.22 | 1 | N/A | PACES 1.3 | 1.77 | 2 | Air Staff-directed study, 2011
1165 | AIRCRAFT PAVEMENT SHOULDER | SY | 83.79 | 1 | N/A | PACES 1.3 | 1.77 | 2 | Air Staff-directed study, 2011
1166 | MISCELLANEOUS AIRFIELD PAVEMENT, UNSURFACED | SY | 32.91 | 2 | N/A | PACES 1.3; Set equal to FAC 1114 | 1.56 | 2 | Army Staff-directed study, 2011
1167 | AIRCRAFT RINSE FACILITY | SY | 209.57 | 1 | N/A | PACES 1.3 | 1.77 | 2 | Air Staff-directed study, 2011
1211 | AIRCRAFT FUELING FACILITY | OL | 363301.2 | 1 | N/A | PACES 1.3 | 2201.6 | 2 | DLA Energy Study FY-13
1212 | AIRCRAFT DEFUELING FACILITY | OL | 363301.2 | 2 | N/A | PACES 1.3; set to FAC 1211 | 2201.6 | 2 | Set to FAC 1211; DLA Energy Study FY-13
1221 | MARINE FUELING FACILITY | OL | 864478.37 | 1 | N/A | Inflated from FY17; Source: PACES 7.0.11 | 608.97 | 2 | DLA Energy Study FY-13
1231 | VEHICLE FUELING FACILITY | OL | 191990.4 | 1 | N/A | PACES 1.3 | 623.56 | 2 | DLA Energy Study FY-13
1241 | AIRCRAFT OPERATING FUEL STORAGE | GA | 5.48 | 1 | N/A | PACES 1.3 | 2.03 | 2 | DLA Energy Study FY-13
1242 | MARINE OPERATING FUEL STORAGE | GA | 16.66 | 1 | N/A | Inflated from FY17; Source: PACES 7.0.11 | 2.03 | 2 | Set to FAC 1241; DLA Energy Study FY-13
1243 | VEHICLE OPERATING FUEL STORAGE | GA | 3.92 | 1 | N/A | Inflated from FY17; Source: PACES 7.0.11 | 0.78 | 2 | DLA Energy Study FY-13
1244 | OTHER OPERATING FUEL STORAGE | GA | 2.84 | 1 | N/A | Inflated from FY17; Source: PACES 7.0.11 | 2.12 | 2 | DLA Energy Study FY-13
1251 | POL PIPELINE | LF | 365 | 1 | N/A | PACES 1.3 | 2.34 | 2 | DLA Energy Study FY-13
1252 | POL PIPING | LF | 165.32 | 1 | N/A | Inflated from FY17; Source: PACES 7.0.11 | 1.07 | 2 | DLA Energy Study FY-13
1261 | LIQUID FUEL LOADING/UNLOADING FACILITY | OL | 93633.37 | 1 | N/A | PACES 1.3 | 382.34 | 1 | Cost Works Model
1262 | POL PUMP STATION | GM | 1141.26 | 1 | N/A | PACES 1.3 | 14.66 | 1 | Cost Works Model
1311 | COMMUNICATIONS BUILDING | SF | 360 | 1 | 34000 | TriService GUC May 2018 | 4.28 | 1 | Cost Works Model
1312 | SATELLITE COMMUNICATIONS BUILDING | SF | 369.97 | 1 | 26000 | USACE PAX Newsletter 16 May 2016 | 13.93 | 1 | Cost Works Model
1321 | COMMUNICATIONS FACILITY | EA | 63350.14 | 1 | N/A | Marshall & Swift Valuation, Oct 2017 | 561.31 | 1 | Cost Works Model
1331 | AIRCRAFT NAVIGATION BUILDING | SF | 360 | 1 | 34000 | TriService GUC May 2018 | 8.37 | 1 | Cost Works Model
1341 | AIRCRAFT NAVIGATION FACILITY | EA | 10223.75 | 1 | N/A | Marshall & Swift Valuation, Oct 2017 | 155.8 | 2 | Set to FAC 1403; Conversion factor = 20 SF
1351 | COMMUNICATION LINES | MI | 89922.3 | 1 | N/A | USACE PAX Newsletter 30 May 2018 and M&S Oct 2017 | 0 | 1 | Corning Glass Technical Report
1361 | AIRFIELD PAVEMENT LIGHTING | LF | 369.11 | 1 | N/A | PACES 1.3 | 9.48 | 1 | Commercial/R.S. Means labor rates
1362 | AIRFIELD LIGHTING | EA | 11821.96 | 1 | N/A | PACES 1.3 | 40.45 | 2 | Set to FAC 8122; CostWorks model
1371 | SHIP NAVIGATION BUILDING | SF | 360 | 1 | 34000 | TriService GUC May 2018 | 5.56 | 1 | Cost Works Model
1381 | SHIP NAVIGATION FACILITY | EA | 20850.11 | 1 | N/A | Marshall & Swift Valuation, Oct 2017 | 310.06 | 1 | Cost Works Model
1402 | AIR DEFENSE OPERATIONS BUILDING | SF | 242 | 1 | 49000 | TriService GUC May 2018 | 5.09 | 1 | Cost Works Model
1403 | MISSILE OPERATIONS BUILDING | SF | 360 | 1 | 34000 | TriService GUC May 2018 | 7.79 | 1 | Cost Works Model
1404 | EMERGENCY OPERATIONS CENTER / SCIF | SF | 570.66 | 1 | 4100 | USACE PAX Newsletter 30 May 2018 | 5.93 | 1 | Cost Works Model
1411 | AIRFIELD FIRE AND RESCUE STATION | SF | 305 | 1 | 32000 | TriService GUC May 2018 | 3.71 | 1 | Cost Works Model
1412 | AVIATION OPERATIONS BUILDING | SF | 242 | 1 | 49000 | TriService GUC May 2018 | 4.18 | 1 | Cost Works Model
1413 | AIR CONTROL TOWER | SF | 756.62 | 1 | 7600 | USACE PAX Newsletter 16 May 2016 | 3.05 | 1 | Cost Works Model
1421 | HELIUM PRODUCTION/STORAGE BUILDING | SF | 140.74 | 1 | 1900 | USACE PAX Newsletter 30 May 2018 | 1.42 | 1 | Cost Works Model
1422 | HELIUM STORAGE FACILITY | EA | 106655.06 | 1 | N/A | Marshall & Swift Valuation, Oct 2017 | 1183.92 | 1 | Cost Works Model
1431 | SHIP OPERATIONS BUILDING | SF | 294.72 | 1 | 45000 | TriService GUC May 2018 | 4.08 | 1 | Cost Works Model
1441 | PHOTO/TV PRODUCTION BUILDING | SF | 298.8 | 1 | N/A | Marshall & Swift Valuation, Oct 2017 | 5.74 | 1 | Cost Works Model
1442 | OPERATIONS SUPPORT LAB | SF | 341.63 | 1 | N/A | Marshall & Swift Valuation, Oct 2017 | 4.5 | 1 | Cost Works Model
1443 | OPERATIONS SUPPLY BUILDING | SF | 114.94 | 1 | N/A | Marshall & Swift Valuation, Oct 2017 | 3.33 | 1 | Cost Works Model
1444 | MISCELLANEOUS OPERATIONS SUPPORT BUILDING | SF | 278 | 1 | 33000 | TriService GUC May 2018 | 4.03 | 1 | Cost Works Model
1445 | WORKING ANIMAL SUPPORT BUILDING | SF | 445.21 | 1 | 2770 | USACE PAX Newsletter 30 May 2018 | 3.89 | 1 | Cost Works Model
1446 | SECURITY FORCE BUILDING | SF | 249.33 | 1 | N/A | Marshall & Swift Valuation, Oct 2017 | 4.34 | 1 | Cost Works Model
1451 | STRATEGIC MISSILE LAUNCH FACILITY | EA | 6084771.77 | 1 | N/A | Inflated from FY17; Source: AFCESA, Cost Handbook 2003 | 53087.18 | 2 | AFCESA-provided data
1452 | MISSILE GUIDANCE FACILITY | SF | 491.4 | 1 | N/A | Inflated from FY17; Source: AFCESA Cost Handbook FY-1999 CC 149514 | 7.6 | 1 | Cost Works Model
1453 | MISSILE ACCESS SHAFT | EA | 110515.95 | 1 | N/A | Inflated from FY17; Source: AFCESA Data, FY 2000 CC 149711 | 1709.79 | 3 | Ratio based on FAC 1452 (Cost Works model)
1454 | MISSILE ACCESS TUNNEL | LF | 918.37 | 1 | N/A | Inflated from FY17; Source: AFCESA Data, FY 2000 CC 149811 | 14.21 | 3 | Ratio based on FAC 1452 (Cost Works model)
1456 | MISSILE DEFENSE FACILITY | EA | 804852.76 | 1 | N/A | Inflated from FY17; Source: AFCESA Cost Handbook, FY-99 CC 141173 + 141912 averaged | 10906 | 2 | Set to FAC 1403; Conversion factor = 1400 SF
1457 | BALLISTIC MISSILE CONTROL FACILITY | SF | 491.4 | 2 | N/A | Inflated from FY17; Source: AFCESA Cost Handbook FY-99; set equal to 1452 | 20.94 | 2 | HQ Air Force Space Command
1458 | MECHANICAL SECURITY BARRICADE | EA | 111634.47 | 1 | N/A | USACE PAX Newsletter 30 May 2018 | 7162.59 | 1 | Cost Works Model
1459 | OVERHEAD COVER | SF | 126.04 | 1 | 2600 | USACE PAX Newsletter 6 April 2017 | 0.55 | 2 | Set to FAC 7384: Cost Works Model
1461 | AIRCRAFT ARRESTING SYSTEM | EA | 1053294.98 | 1 | N/A | PACES 1.3 | 6648.79 | 3 | Ratio based on FAC 2118
1462 | AIRCRAFT CATAPULT | EA | 182728.04 | 3 | N/A | Inflated from FY17; Source: Navy data FY 2000 | 155322.57 | 2 | Navy-provided data
1463 | AIRCRAFT FIRING-IN BUTT | EA | 566095.02 | 3 | N/A | Inflated from FY17; Source: Air Force Edwards AFB) data FY 1999 | 38747.91 | 2 | Air Force-provided data
1464 | AIRCRAFT BLAST DEFLECTOR | EA | 1983144.28 | 1 | N/A | PACES 1.3 | 636.79 | 1 | Commercial Sources
1465 | AIRCRAFT SHELTER, HARDENED | SF | 416.1 | 1 | N/A | Inflated from FY17; Source: AFCESA Cost Handbook FY 2006 | 1.31 | 1 | Cost Works Model
1466 | AIRCRAFT SHELTER | SF | 282.99 | 3 | N/A | AF Military Construction Program, FY17 | 1.09 | 1 | Cost Works Model
1467 | AIRCRAFT SUPPORT FACILITY | EA | 26799.45 | 1 | N/A | Composite of Multiple FACs | 11141.03 | 1 | Cost Works Model
1481 | NUCLEAR PROPULSION SUPPORT FACILITY | EA | 166835.29 | 3 | N/A | Inflated from FY17; Source: Navy reported replacement value FY 2000 | 1876.91 | 1 | Composite of FACs
1491 | NUCLEAR WEAPONS SUPPORT FACILITY | EA | 1135562.12 | 1 | N/A | Marshall & Swift Valuation, Oct 2017 | 1933.39 | 1 | Composite of FACs
1492 | EXPLOSIVES HOLDING/TRANSFER AREA | SY | 74.01 | 1 | N/A | USACE PAX Newsletter 30 May 2018 | 1.6 | 1 | Cost Works Model
1493 | EXPLOSIVES RAILWAY HOLDING YARD | EA | 531925.2 | 1 | N/A | Marshall & Swift Valuation, Oct 2017 | 6590.92 | 1 | Composite of FACs 1492, 1495, 8601, 8712
1494 | EXPLOSIVES HOLDING/TRANSFER FACILITY | EA | 28552.19 | 1 | N/A | USACE PAX Newsletter 30 May 2018 | 109.96 | 3 | Ratio based on FAC 1493
1495 | REVETMENT | EA | 32867.22 | 1 | N/A | Marshall & Swift Valuation, Oct 2017 | 140.84 | 1 | Calculation based on Means
1496 | CENTRAL VEHICLE WASH FACILITY | EA | 6650637.88 | 1 | N/A | USACE PAX Newsletter 16 May 2016 | 37516.79 | 1 | Calculation based on Means
1497 | EXPLOSIVE ORDNANCE DISPOSAL AREA | EA | N/A | N/A | N/A | No Replacement Cost Defined | 0 | N/A | N/A
1498 | SECURITY SUPPORT BUILDING | SF | 733.13 | 1 | 840 | USACE PAX Newsletter 6 April 2017 | 4.22 | 1 | Cost Works Model
1499 | MISCELLANEOUS OPERATIONS SUPPORT FACILITY | EA | 159717.95 | 1 | N/A | USACE PAX Newsletter, various publications | 217.69 | 1 | Cost Works Model
1511 | PIER | SY | 3287.65 | 2 | N/A | FY09 Study for CNIC | 19.96 | 2 | Navy Data - Revised Study FY-14
1512 | WHARF | SY | 3287.65 | 2 | N/A | FY09 Study for CNIC | 14.59 | 2 | Navy Data - Revised Study FY-14
1513 | PIER/WHARF ACCESS TRESTLE | SY | 1026.03 | 1 | N/A | Marshall & Swift Valuation, Oct 2017 | 20.84 | 2 | Navy Data - Revised Study FY-14
1531 | MARINE CARGO STAGING AREA | SY | 68.79 | 1 | N/A | USACE PAX Newsletter 30 May 2018 | 1.45 | 2 | Set to FAC 8521: Cost Works Model
1541 | SHORE EROSION PREVENTION FACILITY | LF | 393.61 | 1 | N/A | Marshall & Swift Valuation, Oct 2017 | 11.68 | 1 | Calculation based on Means
1551 | SMALL CRAFT BERTHING | FB | 2218.2 | 1 | N/A | Marshall & Swift Valuation, Oct 2017 | 17.17 | 1 | Calculation based on Means
1552 | SMALL CRAFT BUILDING | SF | 34.98 | 1 | N/A | Marshall & Swift Valuation, Oct 2017 | 1.68 | 1 | Cost Works Model
1591 | MISCELLANEOUS WATERFRONT FACILITY | EA | 60830.5 | 1 | N/A | Marshall & Swift Valuation, Oct 2017 | 1141.24 | 2 | Composite of multiple FACs
1593 | WATER LAUNCH RAMP | SY | 111.2 | 1 | N/A | Marshall & Swift Valuation, Oct 2017 |  |  | No SUC / New FAC for FY18 RPCS
1611 | HARBOR CONTROL FACILITY | EA | 586056.41 | 3 | N/A | Inflated from FY17 Source: Service Reported PRV | 1105.44 | 2 | Composite of multiple FACs
1631 | OFFSHORE MOORING FACILITY | EA | 12476.33 | 2 | N/A | Inflated from FY17; Source: MTMC Stony Point data FY 2000 | 1042.09 | 1 | Estimated using UFC and Means labor rates
1641 | HARBOR MARINE IMPROVEMENTS | LF | 285.49 | 1 | N/A | Marshall & Swift Valuation, Oct 2017 | 11.68 | 2 | Set to FAC 1541:Calculation based on Means
1711 | GENERAL PURPOSE INSTRUCTION BUILDING | SF | 320 | 1 | 30000 | TriService GUC May 2018 | 5.45 | 1 | Cost Works Model
1712 | APPLIED INSTRUCTION BUILDING | SF | 320 | 1 | 30000 | TriService GUC May 2018 | 4.62 | 1 | Cost Works Model
1713 | BAND TRAINING FACILITY | SF | 232.98 | 1 | 120000 | USACE PAX Newsletter 30 May 2018 | 6.08 | 1 | Cost Works Model
1714 | RESERVE TRAINING FACILITY | SF | 245 | 1 | 52000 | TriService GUC May 2018 | 5.56 | 1 | Cost Works Model
1715 | PHYSICAL EDUCATION BUILDING | SF | 240.53 | 1 | 62000 | USACE PAX Newsletter 6 April 2017 | 2.96 | 1 | Cost Works Model
1717 | ORGANIZATIONAL CLASSROOM | SF | 312 | 1 | 33000 | TriService GUC May 2018 | 4.59 | 1 | Cost Works Model
1718 | INDOOR FIRING RANGE AND SUPPORTING FACILITY | SF | 302 | 1 | 36000 | TriService GUC May 2018 | 5.41 | 1 | Cost Works Model
1721 | FLIGHT SIMULATOR FACILITY | SF | 380 | 1 | 43000 | TriService GUC May 2018 | 6.54 | 1 | Cost Works Model
1722 | PHYSIOLOGICAL TRAINING FACILITY | SF | 407 | 1 | 9200 | TriService GUC May 2018 | 4.4 | 1 | Cost Works Model
1723 | GAS TRAINING FACILITY | SF | 325.01 | 1 | 1100 | USACE PAX Newsletter, various publications | 2.83 | 1 | Cost Works Model
1724 | GENERAL PURPOSE SIMULATOR FACILITY | SF | 407 | 1 | 9200 | TriService GUC May 2018 | 5.29 | 1 | Cost Works Model
1725 | TRAINING POOL AND TANK | EA | 2814333.84 | 1 | N/A | Marshall & Swift Valuation, Oct 2017 | 14030.39 | 2 | Set to FAC 7512
1731 | RANGE SUPPORT BUILDING | SF | 392.23 | 1 | 800 | USACE PAX Newsletter 30 May 2018 | 3.39 | 1 | Cost Works Model
1732 | TRAINING AIDS SUPPORT BUILDING | SF | 232.98 | 1 | 120000 | USACE PAX Newsletter 30 May 2018 | 2.29 | 1 | Cost Works Model
1733 | TRAINING SUPPORT STRUCTURE | SF | 121.36 | 1 | 1400 | USACE PAX Newsletter 30 May 2018 | 0.32 | 1 | Cost Works Model
1734 | OBSERVATION TOWER/BUNKER | EA | 571790.72 | 1 | N/A | USACE PAX Newsletter 30 May 2018 | 813.32 | 1 | Cost Works Model
1735 | OFFSHORE RANGE SUPPORT PLATFORM | EA | N/A | N/A | N/A | No Replacement Cost Defined | 0 | N/A | N/A
1741 | MANEUVER/TRAINING LAND, LIGHT FORCES | AC | N/A | N/A | N/A | No Replacement Cost Defined | 1.67 | 1 | Army Training Area Carrying Capacity Model (ATACCM)
1742 | MANEUVER/TRAINING LAND, HEAVY FORCES | AC | N/A | N/A | N/A | No Replacement Cost Defined | 2.37 | 1 | ATACCM
1743 | WEAPONS IMPACT AREA | AC | N/A | N/A | N/A | No Replacement Cost Defined | 0 | N/A | N/A
1744 | PARACHUTE DROP ZONE | AC | N/A | N/A | N/A | No Replacement Cost Defined | 1.67 | 2 | Set to FAC 1741: ATACCM
1745 | PARADE AND DRILL FIELD | AC | 44639.4 | 1 | N/A | Marshall & Swift Valuation, Oct 2017 | 176.57 | 1 | Cost Works Model
1750 | GENERAL PURPOSE SMALL ARMS RANGE | FP | 68324.39 | 1 | N/A | Marshall & Swift Oct 2017, & USACE PAX Newsletter May 2018 | 360.09 | 1 | R.S. Means Cost Data
1751 | ZERO RANGE | FP | 5886.81 | 1 | N/A | Marshall & Swift Oct 2017, & USACE PAX Newsletter May 2018 | 61.23 | 1 | R.S. Means Cost Data
1752 | FIELD FIRE RANGE | FP | 61341.95 | 1 | N/A | Marshall & Swift Oct 2017, & USACE PAX Newsletter May 2018 | 240.72 | 1 | R.S. Means Cost Data
1753 | RECORD FIRE RANGE | FP | 95706.48 | 1 | N/A | Marshall & Swift Oct 2017, & USACE PAX Newsletter May 2018 | 382.33 | 1 | R.S. Means Cost Data
1754 | NIGHT FIRE RANGE | FP | 6220.72 | 1 | N/A | Marshall & Swift Oct 2017, & USACE PAX Newsletter May 2018 | 85.28 | 1 | R.S. Means Cost Data
1755 | KNOWN DISTANCE RANGE | FP | 11772.24 | 1 | N/A | Marshall & Swift Oct 2017, & USACE PAX Newsletter May 2018 | 179.56 | 1 | R.S. Means Cost Data
1756 | SNIPER RANGE | FP | 177202.43 | 1 | N/A | Marshall & Swift Oct 2017, & USACE PAX Newsletter May 2018 | 772.66 | 1 | R.S. Means Cost Data
1757 | PISTOL RANGE | FP | 33660.51 | 1 | N/A | Marshall & Swift Oct 2017, & USACE PAX Newsletter May 2018 | 170.61 | 1 | R.S. Means Cost Data
1758 | MACHINEGUN RANGE | FP | 121324.1 | 1 | N/A | Marshall & Swift Oct 2017, & USACE PAX Newsletter May 2018 | 573.74 | 1 | R.S. Means Cost Data
1760 | GENERAL PURPOSE DIRECT FIRE RANGE | FP | 11054.58 | 1 | N/A | Marshall & Swift Oct 2017, & USACE PAX Newsletter May 2018 | 821.22 | 1 | R.S. Means Cost Data
1761 | GRENADE LAUNCHER RANGE | FP | 4891.72 | 1 | N/A | Marshall & Swift Oct 2017, & USACE PAX Newsletter May 2018 | 139.13 | 1 | R.S. Means Cost Data
1762 | GRENADE MACHINEGUN RANGE | LN | 2044.19 | 1 | N/A | Marshall & Swift Oct 2017, & USACE PAX Newsletter May 2018 | 857.74 | 1 | R.S. Means Cost Data
1763 | LIGHT ANTIARMOR WEAPON RANGE | FP | 609646.86 | 1 | N/A | Marshall & Swift Oct 2017, & USACE PAX Newsletter May 2018 | 881.75 | 1 | R.S. Means Cost Data
1764 | HEAVY ANTIARMOR WEAPON RANGE | LN | 2966674.7 | 1 | N/A | Marshall & Swift Oct 2017, & USACE PAX Newsletter May 2018 | 9715.08 | 1 | R.S. Means Cost Data
1765 | ARTILLERY DIRECT FIRE RANGE | EA | 1005202.22 | 1 | N/A | Marshall & Swift Oct 2017, & USACE PAX Newsletter May 2018 | 2069.04 | 1 | R.S. Means Cost Data
1766 | TANK STATIONARY GUNNERY RANGE | EA | 8294232.69 | 1 | N/A | Marshall & Swift Oct 2017, & USACE PAX Newsletter May 2018 | 26491.85 | 1 | R.S. Means Cost Data
1767 | INDIRECT FIRE RANGE | EA | N/A | N/A | N/A | No Replacement Cost Defined | 0 | N/A | N/A
1768 | SCALED INDIRECT FIRE RANGE | EA | 11755.66 | 1 | N/A | USACE PAX Newsletter 30 May 2018 | 176.74 | 1 | R.S. Means Cost Data
1769 | SCALED GUNNERY RANGE | EA | 207239.45 | 1 | N/A | Marshall & Swift Oct 2017, & USACE PAX Newsletter May 2018 | 1754.25 | 1 | R.S. Means Cost Data
1771 | ARMOR VEHICLE CREW TRAINING RANGE | LN | 4799936.54 | 1 | N/A | Marshall & Swift Oct 2017, & USACE PAX Newsletter May 2018 | 31301.41 | 1 | R.S. Means Cost Data
1772 | ARMOR VEHICLE UNIT TRAINING RANGE | EA | 27694096.26 | 1 | N/A | Marshall & Swift Oct 2017, & USACE PAX Newsletter May 2018 | 54532.65 | 1 | R.S. Means Cost Data
1773 | FIRE AND MOVEMENT RANGE | LN | 89666.36 | 1 | N/A | Marshall & Swift Oct 2017, & USACE PAX Newsletter May 2018 | 990.25 | 1 | R.S. Means Cost Data
1774 | SQUAD DEFENSE RANGE | EA | 248544.95 | 1 | N/A | Marshall & Swift Oct 2017, & USACE PAX Newsletter May 2018 | 2114.85 | 1 | R.S. Means Cost Data
1775 | INFANTRY BATTLE COURSE | EA | 2764929.03 | 1 | N/A | Marshall & Swift Oct 2017, & USACE PAX Newsletter May 2018 | 8748.98 | 1 | R.S. Means Cost Data
1776 | URBAN COMBAT TRAINING RANGE | EA | 957484.18 | 1 | N/A | Marshall & Swift Oct 2017, & USACE PAX Newsletter May 2018 | 6801.12 | 1 | R.S. Means Cost Data
1777 | CONVOY LIVE FIRE RANGE | FP | 617686.91 | 1 | N/A | Marshall & Swift Oct 2017, & USACE PAX Newsletter May 2018 | 7728.18 | 1 | R.S. Means Cost Data
1781 | LIVE HAND GRENADE RANGE | FP | 30672.86 | 1 | N/A | Marshall & Swift Oct 2017, & USACE PAX Newsletter May 2018 | 166.43 | 1 | R.S. Means Cost Data
1782 | ENGINEER QUALIFICATION RANGE | FP | 347803.04 | 1 | N/A | Marshall & Swift Oct 2017, & USACE PAX Newsletter May 2018 | 1561.31 | 1 | R.S. Means Cost Data
1783 | LIGHT DEMOLITION AND FLAME TRAINING RANGE | FP | 69217.15 | 1 | N/A | Marshall & Swift Oct 2017, & USACE PAX Newsletter May 2018 | 3568.28 | 1 | R.S. Means Cost Data
1790 | MISCELLANEOUS TRAINING FACILITY | EA | 105054.13 | 1 | N/A | Marshall & Swift Oct 2017, & USACE PAX Newsletter May 2018 | 946.06 | 1 | R.S. Means Cost Data
1791 | AIRCRAFT WEAPONS CALIBRATION RANGE | EA | 178887.17 | 1 | N/A | Marshall & Swift Oct 2017, & USACE PAX Newsletter May 2018 | 400.62 | 1 | R.S. Means Cost Data
1792 | ATTACK HELICOPTER WEAPONS RANGE | EA | 2618529.83 | 1 | N/A | Marshall & Swift Oct 2017, & USACE PAX Newsletter May 2018 | 23375.39 | 1 | R.S. Means Cost Data
1793 | AIRCRAFT WEAPONS RANGE | EA | N/A | N/A | N/A | No Replacement Cost Defined | 0 | N/A | N/A
1794 | AIR DEFENSE RANGE | FP | 11531.62 | 1 | N/A | Marshall & Swift Oct 2017, & USACE PAX Newsletter May 2018 | 953.51 | 1 | R.S. Means Cost Data
1795 | FIRE AND RESCUE TRAINING FACILITY | EA | 1679783.67 | 1 | N/A | Marshall & Swift Oct 2017, & USACE PAX Newsletter May 2018 | 1819.94 | 1 | R.S. Means Cost Data
1796 | URBAN COMBAT TRAINING AREA, NON-FIRE | SF | 180.21 | 1 | N/A | Marshall & Swift Oct 2017, & USACE PAX Newsletter May 2018 | 0.58 | 1 | R.S. Means Cost Data
1797 | HAND GRENADE RANGE, NON-FIRING | FP | 5409.07 | 1 | N/A | Marshall & Swift Oct 2017, & USACE PAX Newsletter May 2018 | 145.73 | 1 | R.S. Means Cost Data
1798 | INFILTRATION COURSE, LIVE FIRE | EA | 124168.68 | 1 | N/A | Marshall & Swift Oct 2017, & USACE PAX Newsletter May 2018 | 517.13 | 1 | R.S. Means Cost Data
1799 | CONFIDENCE/OBSTACLE COURSE | EA | 101902.01 | 1 | N/A | Marshall & Swift Valuation, Oct 2017 | 2131.38 | 1 | R.S. Means Cost Data
2111 | AIRCRAFT MAINTENANCE HANGAR | SF | 294 | 1 | 54000 | TriService GUC May 2018 | 3.55 | 1 | Cost Works Model
2112 | AIRCRAFT MAINTENANCE SHOP | SF | 184.39 | 1 | N/A | Marshall & Swift Valuation, Oct 2017 | 3.96 | 1 | Cost Works Model
2113 | AIRCRAFT CORROSION CONTROL HANGAR | SF | 417 | 1 | 96000 | TriService GUC May 2018 | 2.97 | 1 | Cost Works Model
2114 | AIRCRAFT ENGINE TEST BUILDING | SF | 267.74 | 1 | 26000 | USACE PAX Newsletter 4 Jan 2011 | 4.53 | 1 | Cost Works Model
2115 | AIRCRAFT MAINTENANCE HANGAR, DEPOT | SF | 294 | 1 | 60000 | TriService GUC May 2018 | 1.89 | 1 | Cost Works Model
2116 | AIRCRAFT MAINTENANCE SHOP, DEPOT | SF | 278.32 | 1 | 32000 | USACE PAX Newsletter 24 July 2014 | 2.8 | 1 | Cost Works Model
2118 | AIRCRAFT ENGINE TEST FACILITY | EA | 2968735.16 | 1 | 26000 | USACE PAX Newsletter 4 Jan 2011 | 25481.25 | 2 | Set to FAC 2114: Cost Works Model, assumed size = 5625 SF
2121 | MISSILE MAINTENANCE/ASSEMBLY BUILDING | SF | 224.65 | 1 | N/A | Marshall & Swift Valuation, Oct 2017 | 3.71 | 1 | Cost Works Model
2123 | MISSILE/LAUNCHER MAINTENANCE SUPPORT FACILITY | SF | 222.49 | 1 | N/A | Marshall & Swift Valuation, Oct 2017 | 4.35 | 1 | Cost Works Model
2124 | MISSILE TEST TOWER | EA | 291046.24 | 1 | N/A | Marshall & Swift Valuation, Oct 2017 | 5510.8 | 1 | Cost Works Model
2125 | MISSILE MAINTENANCE/ASSEMBLY BUILDING, DEPOT | SF | 219.37 | 1 | N/A | Marshall & Swift Valuation, Oct 2017 | 3.23 | 1 | Cost Works Model
2126 | INTERCONTINENTAL BALLISTIC MISSILE PROCESSING FACILITY | SF | 212.93 | 1 | N/A | Marshall & Swift Valuation, Oct 2017 | 25.8 | 1 | Cost Works Model
2131 | SHIP MAINTENANCE DRY-DOCK | SF | 1739.55 | 1 | N/A | FY11 Study for CNIC | 28.72 | 2 | CNIC-NAVSEA estimate
2132 | MARINE RAILWAY | EA | 13905.16 | 3 | N/A | Inflated from FY17 Source: Service Reported PRV | 711.81 | 1 | Cost calculated from multiple sources
2133 | MARINE MAINTENANCE SHOP | SF | 285 | 1 | 8200 | TriService GUC May 2018 | 2.67 | 1 | Cost Works Model
2134 | MARINE MAINTENANCE SUPPORT FACILITY | SF | 208.15 | 1 | N/A | Marshall & Swift Valuation, Oct 2017 | 2.64 | 1 | Cost Works Model
2135 | LANDING CRAFT WASH FACILITY | EA | 6650637.88 | 1 | N/A | USACE PAX Newsletter 16 May 2016 | 9371.25 | 1 | Composite of FACs and R.S. Means
2136 | NUCLEAR REPAIR SHOP | SF | 224.65 | 2 | N/A | Marshall & Swift Valuation, Oct 2017, set equal to FAC 2121 | 4.59 | 1 | Cost Works Model
2137 | FIXED CRANE STRUCTURE | EA | 5758973.38 | 3 | N/A | Inflated from FY17; Source: Service provided PRV | 117946.44 | 1 | Newport News Shipyard-provided data
2141 | VEHICLE MAINTENANCE SHOP | SF | 328 | 1 | 10000 | TriService GUC May 2018 | 4.79 | 1 | Cost Works Model
2142 | VEHICLE MAINTENANCE SHOP, DEPOT | SF | 258 | 1 | 34000 | TriService GUC May 2018 | 2.57 | 1 | Cost Works Model
2143 | VEHICLE MAINTENANCE SHOP, NATIONAL GUARD | SF | 328 | 1 | 10000 | TriService GUC May 2018 | 4.52 | 1 | Cost Works Model
2144 | VEHICLE MAINTENANCE SHOP, RESERVE | SF | 328 | 1 | 10000 | TriService GUC May 2018 | 4.88 | 1 | Cost Works Model
2145 | VEHICLE MAINTENANCE FACILITY | EA | 125307.44 | 1 | N/A | USACE PAX Newsletter 30 May 2018 | 2409.07 | 1 | Cost Works Model
2146 | LAUNCH VEHICLE TEST FACILITY | EA | 19567971.86 | 1 | N/A | Inflated from FY17; Source: V6 Air Force provided data 2003 | 6864.52 | 2 | Composite of other FACs
2147 | VEHICLE MAINTENANCE SHED | SF | 270.83 | 1 | 233 | USACE PAX Newsletter 30 May 2018 | 0.39 | 1 | Cost Works Model
2151 | WEAPON MAINTENANCE SHOP | SF | 285 | 1 | 8200 | TriService GUC May 2018 | 3.23 | 1 | Cost Works Model
2152 | WEAPON MAINTENANCE SHOP, DEPOT | SF | 217.44 | 1 | N/A | Marshall & Swift Valuation, Oct 2017 | 3.4 | 1 | Cost Works Model
2153 | SPECIAL WEAPON MAINTENANCE SHOP | SF | 224.65 | 2 | N/A | Marshall & Swift Valuation, Oct 2017, set equal to FAC 2121 | 3.55 | 1 | Cost Works Model
2154 | WEAPON MAINTENANCE FACILITY, DEPOT | SF | 204.04 | 1 | N/A | Marshall & Swift Valuation, Oct 2017 | 4.39 | 1 | Cost Works Model
2161 | AMMUNITION MAINTENANCE SHOP | SF | 210.4 | 1 | N/A | Marshall & Swift Valuation, Oct 2017 | 4.64 | 1 | Cost Works Model
2162 | AMMUNITION MAINTENANCE SHOP, DEPOT | SF | 224.16 | 1 | N/A | Marshall & Swift Valuation, Oct 2017 | 5.59 | 1 | Cost Works Model
2163 | AMMUNITION MAINTENANCE FACILITY, DEPOT | SF | 202.8 | 1 | N/A | Marshall & Swift Valuation, Oct 2017 | 6.64 | 1 | Cost Works Model
2171 | ELECTRONIC AND COMMUNICATION MAINTENANCE SHOP | SF | 158.41 | 1 | 17000 | USACE PAX Newsletter 24 July 2014 | 4.36 | 1 | Cost Works Model
2172 | ELECTRONIC AND COMMUNICATION MAINTENANCE SHOP, DEPOT | SF | 158.41 | 1 | 17000 | USACE PAX Newsletter 24 July 2014 | 3.4 | 1 | Cost Works Model
2173 | ELECTRONIC AND COMMUNICATION MAINTENANCE FACILITY | EA | 107631.8 | 1 | N/A | Marshall & Swift Valuation, Oct 2017 | 12737.69 | 1 | Cost Works Model
2181 | INSTALLATION SUPPORT VEHICLE MAINTENANCE SHOP | SF | 285 | 1 | 8200 | TriService GUC May 2018 | 4.5 | 1 | Cost Works Model
2182 | INSTALLATION SUPPORT EQUIPMENT MAINTENANCE SHOP | SF | 285 | 1 | 8200 | TriService GUC May 2018 | 4.28 | 1 | Cost Works Model
2183 | RAILROAD EQUIPMENT SHOP | SF | 285 | 1 | 8200 | TriService GUC May 2018 | 3.96 | 1 | Cost Works Model
2184 | PARACHUTE AND DINGY MAINTENANCE SHOP | SF | 239.7 | 1 | 6600 | TriService GUC Oct 2012 | 5.99 | 1 | Cost Works Model
2185 | INSTALLATION SUPPORT EQUIPMENT MAINTENANCE SHED | SF | 107.53 | 1 | 2700 | USACE PAX Newsletter 30 May 2018 | 0.67 | 1 | Cost Works Model
2191 | FACILITY ENGINEER MAINTENANCE SHOP | SF | 138.77 | 1 | N/A | Marshall & Swift Valuation, Oct 2017 | 5.38 | 1 | Cost Works Model
2192 | FACILITY ENGINEER MAINTENANCE FACILITY | EA | 509801 | 1 | N/A | Marshall & Swift Valuation, Oct 2017 | 15000.45 | 1 | Cost Works Model
2211 | AIRCRAFT PRODUCTION PLANT | SF | 214.95 | 1 | N/A | Marshall & Swift Valuation, Oct 2017 | 2.38 | 1 | Cost Works Model
2221 | MISSILE PRODUCTION PLANT | SF | 214.85 | 1 | N/A | Marshall & Swift Valuation, Oct 2017 | 3.14 | 1 | Cost Works Model
2231 | SHIP PRODUCTION PLANT | SF | 214.32 | 1 | N/A | Marshall & Swift Valuation, Oct 2017 | 3.01 | 1 | Cost Works Model
2233 | SHIP BUILDING DRY DOCK | SF | 1739.55 | 2 | N/A | Set Equal to FAC 2131 | 28.72 | 2 | Set to FAC 2131
2241 | TANK/AUTOMOTIVE PRODUCTION PLANT | SF | 202.18 | 1 | N/A | Marshall & Swift Valuation, Oct 2017 | 2.4 | 1 | Cost Works Model
2242 | TANK/AUTOMOTIVE PRODUCTION FACILITY | SF | 94.67 | 1 | N/A | Marshall & Swift Valuation, Oct 2017 | 2.19 | 1 | Cost Works Model
2251 | WEAPON PRODUCTION PLANT | SF | 209.36 | 1 | N/A | Marshall & Swift Valuation, Oct 2017 | 2.48 | 1 | Cost Works Model
2252 | WEAPON PRODUCTION FACILITY | SF | 102.25 | 1 | N/A | Marshall & Swift Valuation, Oct 2017 | 1.88 | 1 | Cost Works Model
2261 | AMMUNITION PRODUCTION PLANT | SF | 228.56 | 1 | N/A | Marshall & Swift Valuation, Oct 2017 | 5.58 | 1 | Cost Works Model
2262 | AMMUNITION PRODUCTION FACILITY | SF | 184.78 | 1 | N/A | Marshall & Swift Valuation, Oct 2017 | 3 | 1 | Cost Works Model
2264 | AMMUNITION DEMILITARIZATION PLANT | SF | 1310.66 | 1 | 82500 | USACE PAX Newsletter 20 March 2009 | 12.51 | 1 | Cost Works Model
2265 | AMMUNITION DEMILITARIZATION FACILITY | EA | 259811 | 1 | N/A | USACE PAX Newsletter 30 May 2018 | 2559.76 | 1 | Cost Works Model
2271 | ELECTRONIC AND COMMUNICATION PRODUCTION PLANT | SF | 103.91 | 1 | N/A | Marshall & Swift Valuation, Oct 2017 | 2.31 | 1 | Cost Works Model
2281 | MISCELLANEOUS SUPPORT PRODUCTION PLANT | SF | 167.41 | 1 | N/A | Marshall & Swift Valuation, Oct 2017 | 4.23 | 1 | Cost Works Model
2291 | CONSTRUCTION MATERIAL PRODUCTION PLANT | EA | 1966314.63 | 1 | N/A | Marshall & Swift Valuation, Oct 2017 | 32628.22 | 1 | Commercial Sources
3101 | RDT&E LABORATORY | SF | 341.22 | 1 | N/A | Marshall & Swift Valuation, Oct 2017 | 6.73 | 1 | Cost Works Model
3102 | MEDICAL RESEARCH LABORATORY | SF | 444.37 | 1 | N/A | Marshall & Swift Valuation, Oct 2017 | 10.14 | 1 | Cost Works Model, including custom components
3103 | BIOSAFETY LEVEL 3 LABORATORY | SF | 505.76 | 1 | N/A | Marshall & Swift Valuation, Oct 2017 | 16.13 | 1 | Cost Works Model
3104 | BIOSAFETY LEVEL 4 LABORATORY | SF | 774.68 | 1 | N/A | Marshall & Swift Valuation, Oct 2017 | 21.1 | 1 | Cost Works Model
3111 | AIRCRAFT RDT&E FACILITY | SF | 286.15 | 1 | 32000 | USACE PAX Newsletter various publications | 6.91 | 1 | Cost Works Model
3121 | MISSILE AND SPACE RDT&E FACILITY | SF | 283.27 | 1 | 32000 | USACE PAX Newsletter various publications | 7.19 | 1 | Cost Works Model
3131 | SHIP AND MARINE RDT&E FACILITY | SF | 157.66 | 1 | N/A | Marshall & Swift Valuation, Oct 2017 | 5.81 | 1 | Cost Works Model
3141 | TANK AND AUTOMOTIVE RDT&E FACILITY | SF | 164.88 | 1 | N/A | Marshall & Swift Valuation, Oct 2017 | 5.29 | 1 | Cost Works Model
3151 | WEAPONS RDT&E FACILITY | SF | 375.66 | 1 | N/A | Marshall & Swift Valuation, Oct 2017 | 7.94 | 1 | Cost Works Model
3161 | AMMUNITION, EXPLOSIVE, AND TOXIC RDT&E FACILITY | SF | 407.12 | 1 | N/A | Marshall & Swift Valuation, Oct 2017 | 9.15 | 1 | Cost Works Model
3171 | ELECTRONIC AND COMMUNICATION RDT&E FACILITY | SF | 139.89 | 1 | N/A | Marshall & Swift Valuation, Oct 2017 | 7.22 | 1 | Cost Works Model
3181 | PROPULSION RDT&E FACILITY | SF | 346.66 | 1 | N/A | Marshall & Swift Valuation, Oct 2017 | 9.8 | 1 | Cost Works Model
3191 | MISCELLANEOUS ITEM AND EQUIPMENT RDT&E FACILITY | SF | 175.87 | 1 | N/A | Marshall & Swift Valuation, Oct 2017 | 7.31 | 1 | Cost Works Model
3201 | UNDERWATER EQUIPMENT RDT&E FACILITY | SF | 170.24 | 1 | N/A | Marshall & Swift Valuation, Oct 2017 | 9.48 | 1 | Cost Works Model
3211 | RDT&E TECHNICAL SERVICE FACILITY | SF | 341.22 | 2 | N/A | Marshall & Swift Valuation, Oct 2017, set equal to FAC 3101 | 6 | 1 | Cost Works Model
3711 | RDT&E RANGE BUILDING | SF | 334.45 | 1 | 36210 | USACE PAX Newsletter various publications | 5.34 | 1 | Cost Works Model
3712 | RDT&E RANGE FACILITY | EA | 713156.7 | 1 | N/A | Marshall & Swift Oct 2017, & USACE PAX Newsletter April 2017 | 5430.67 | 1 | Cost Works Model
3713 | RDT&E RANGE COMPLEX | EA | 1349764.56 | 1 | N/A | Marshall & Swift Oct 2017, & USACE PAX Newsletter April 2017 | 31240.81 | 1 | Cost Works Model
3901 | MISCELLANEOUS RDT&E FACILITY | EA | 713156.7 | 2 | N/A | Set equal to FAC 3712 | 1607.3 | 1 | Cost Works Model
3902 | RDT&E AREA | AC | N/A | N/A | N/A | No Replacement Cost Defined | 0 | N/A | N/A
3903 | AERODYNAMIC WIND TUNNEL | EA | 761147642.06 | 2 | N/A | Inflated from FY17; Source: Arnold AFB and HQ AF/ILEP data Nov 2000 | 960382.17 | 1 | NASA Wind Tunnel Report
3904 | PROPULSION ENGINE TEST CELL | EA | 9657481.88 | 2 | N/A | USACE PAX Jan 11 and FY08 Navy Military Construction Program | 49979.24 | 1 | Multiple FACs, R.S. Means component list
4111 | BULK LIQUID FUEL STORAGE | BL | 67.3 | 1 | N/A | PACES 1.3 | 3.78 | 2 | DLA Energy Study FY-13
4112 | LARGE BULK LIQUID FUEL STORAGE | BL | 40.33 | 1 | N/A | Inflated from FY17; Source: PACES 7.0.11 | 1.9 | 2 | DLA Energy Study FY-13
4113 | CUT & COVER BULK LIQUID FUEL STORAGE | BL | 609.2 | 1 | N/A | PACES 1.3 | 2.03 | 2 | DLA Energy Study FY-13
4114 | SMALL BULK STORAGE | GA | 9.93 | 1 | N/A | Marshall & Swift Valuation, Oct 2017 | 0.18 | 1 | Cost Works Model
4121 | BULK LIQUID STORAGE, OTHER THAN FUEL | GA | 2.53 | 1 | 105000 | USACE PAX Newsletter 4 Jan 2011 | 0.06 | 1 | Cost Works Model
4122 | LIQUID OXYGEN STORAGE | SF | 58.77 | 1 | N/A | Inflated from FY17 source: Calculation FY06, PACES and RS Means | 1.02 | 1 | Cost Works Model
4211 | AMMUNITION STORAGE, DEPOT AND ARSENAL | SF | 435.78 | 1 | 9400 | USACE PAX Newsletter 30 May 2018 | 2.92 | 1 | Cost Works Model
4212 | INTERCONTINENTAL BALLISTIC MISSILE STORAGE FACILITY | SF | 270.46 | 1 | N/A | Marshall & Swift Valuation, Oct 2017 | 9.42 | 1 | Cost Works Model
4221 | AMMUNITION STORAGE, INSTALLATION | SF | 489.55 | 1 | 9600 | USACE PAX Newsletter 30 May 2018 | 2.74 | 1 | Cost Works Model
4222 | AMMUNITION STORAGE SHED, INSTALLATION | SF | 123.65 | 1 | 2900 | USACE PAX Newsletter 16 May 2016 | 0.45 | 1 | Cost Works Model
4231 | LIQUID PROPELLANT STORAGE, AMMUNITION RELATED | GA | 8.84 | 1 | N/A | Marshall & Swift Valuation, Oct 2017 | 0.06 | 2 | Set to FAC 4121, Cost Works Model
4241 | BATTERY STORAGE, WEAPON RELATED | SF | 239.59 | 1 | 5000 | USACE PAX Newsletter 20 Mar 2009 | 5.09 | 1 | Cost Works Model
4251 | OPEN AMMUNITION STORAGE | SY | 39.03 | 1 | N/A | Marshall & Swift Valuation, Oct 2017 | 1.45 | 2 | Set to FAC 8521, Cost Works Model
4311 | COLD STORAGE, DEPOT | SF | 136.84 | 1 | N/A | Marshall & Swift Valuation, Oct 2017 | 3.16 | 1 | Cost Works Model
4321 | COLD STORAGE, INSTALLATION | SF | 126.36 | 1 | N/A | Marshall & Swift Valuation, Oct 2017 | 4.16 | 1 | Cost Works Model
4411 | COVERED STORAGE BUILDING, DEPOT | SF | 209 | 1 | 21000 | TriService GUC May 2018 | 2.13 | 1 | Cost Works Model
4412 | COVERED STORAGE SHED, DEPOT | SF | 123.65 | 1 | 2900 | USACE PAX Newsletter 16 May 2016 | 0.86 | 1 | Cost Works Model
4413 | HAZARDOUS MATERIALS STORAGE, DEPOT | SF | 444.29 | 1 | 4300 | TriService GUC Oct 2012 | 3.38 | 1 | Cost Works Model
4414 | CONTROLLED HUMIDITY STORAGE, DEPOT | SF | 110.65 | 1 | N/A | Marshall & Swift Valuation, Oct 2017 | 2.34 | 1 | Cost Works Model
4421 | COVERED STORAGE BUILDING, INSTALLATION | SF | 132 | 1 | 3600 | TriService GUC May 2018 | 2.78 | 1 | Cost Works Model
4422 | COVERED STORAGE SHED, INSTALLATION | SF | 123.65 | 1 | 2900 | USACE PAX Newsletter 16 May 2016 | 1.27 | 1 | Cost Works Model
4423 | HAZARDOUS MATERIALS STORAGE, INSTALLATION | SF | 183.76 | 1 | 530 | USACE PAX Newsletter 6 April 2017 | 5.07 | 1 | Cost Works Model
4424 | CONTROLLED HUMIDITY STORAGE, INSTALLATION | SF | 111.11 | 1 | N/A | Marshall & Swift Valuation, Oct 2017 | 1.69 | 1 | Cost Works Model
4425 | VEHICLE STORAGE, COVERED | SF | 96.47 | 1 | N/A | Marshall & Swift Valuation, Oct 2017 | 0.91 | 1 | Cost Works Model
4426 | STORAGE SILO, LOOSE MATERIAL | SF | 25.79 | 1 | N/A | Marshall & Swift Valuation, Oct 2017 | 0.99 | 1 | Cost Works Model
4427 | SMALL ARMS STORAGE, INSTALLATION | SF | 252.67 | 1 | 21000 | TriService GUC May 2018 | 3.38 | 1 | Cost Works Model
4428 | STORAGE AND CUSTOMER SERVICE | SF | 103.16 | 1 | N/A | Marshall & Swift Valuation, Oct 2017 | 2.22 | 1 | Cost Works Model
4511 | OPEN STORAGE, DEPOT | SY | 39.03 | 1 | N/A | Marshall & Swift Valuation, Oct 2017 | 0.25 | 1 | Cost Works Model
4521 | OPEN STORAGE, INSTALLATION | SY | 39.03 | 1 | N/A | Marshall & Swift Valuation, Oct 2017 | 0.25 | 2 | Set to FAC 4511
5100 | HOSPITAL | SF | 476.33 | 1 | varies | USACE PAX Newsletter 24 July 2014 | 8.03 | 1 | Cost Works Model, including custom components
5302 | MEDICAL LABORATORY | SF | 343.78 | 1 | N/A | Marshall & Swift Valuation, Oct 2017 | 10.41 | 1 | Cost Works Model, including custom components
5303 | MORGUE | SF | 263.07 | 1 | N/A | Marshall & Swift Valuation, Oct 2017 | 5.45 | 1 | Cost Works Model, including custom components
5304 | VETERINARY FACILITY | SF | 291.28 | 1 | N/A | Marshall & Swift Valuation, Oct 2017 | 4.44 | 1 | Cost Works Model
5306 | MEDICAL WAREHOUSE | SF | 154.66 | 1 | N/A | Marshall & Swift Valuation, Oct 2017 | 2.87 | 1 | Cost Works Model
5307 | AMBULANCE SHELTER | SF | 96.93 | 1 | N/A | Marshall & Swift Valuation, Oct 2017 | 0.88 | 3 | Ratio to FAC 5100 using DHA model ratio (0.65:5.95)
5400 | DENTAL FACILITY | SF | 552 | 1 | 17000 | TriService GUC May 2018 | 10.1 | 1 | Cost Works Model, including custom components
5500 | DISPENSARY AND CLINIC | SF | 284 | 1 | 34000 | TriService GUC May 2018 | 9.75 | 1 | Cost Works Model, including custom components
5501 | AMBULATORY CARE CLINIC | SF | 336 | 1 | 110000 | TriService GUC May 2018 | 7.18 | 1 | Cost Works Model, including custom components
6100 | GENERAL ADMINISTRATIVE BUILDING | SF | 272 | 1 | 70000 | TriService GUC May 2018 | 4.06 | 1 | Cost Works Model
6101 | SMALL UNIT HEADQUARTERS BUILDING | SF | 278 | 1 | 33000 | TriService GUC May 2018 | 4.71 | 1 | Cost Works Model
6102 | LARGE UNIT HEADQUARTERS BUILDING | SF | 369 | 1 | 110000 | TriService GUC May 2018 | 5.21 | 1 | Cost Works Model
6103 | PRINTING AND REPRODUCTION PLANT | SF | 103.47 | 1 | N/A | Marshall & Swift Valuation, Oct 2017 | 4.69 | 1 | Cost Works Model
6104 | AUTOMATED DATA PROCESSING CENTER | SF | 317.38 | 1 | 26000 | TriService GUC May 2016 | 3.74 | 1 | Cost Works Model
6105 | PENTAGON | SF | 670.81 | 1 | N/A | Inflated from FY17; Source: WHS reported construction cost | 9.09 | 1 | Cost Works Model
6106 | REMOTE DELIVERY FACILITY | SF | 237.74 | 1 | 13000 | USACE PAX Newsletter 20 Mar 2009 | 12.68 | 1 | Cost Works Model
6107 | GENERAL ADMINISTRATIVE BUILDING, HIGH-RISE | SF | 309.96 | 1 | N/A | Marshall & Swift Valuation, Oct 2017 |  |  | No SUC / New FAC for FY18 RPCS
6200 | ADMINISTRATIVE STRUCTURE, UNDERGROUND | SF | 289.48 | 1 | 6000 | USACE PAX Newsletter 20 Mar 2009 | 3.46 | 1 | Cost Works Model
6201 | ALTERNATE JOINT COMMUNICATIONS CENTER | SF | 324.74 | 1 | 34000 | TriService GUC May 2018 & USACE PAX Newsletter Mar 2009 | 10.13 | 1 | Classified FY11 model using R.S. Means Cost Works
6900 | ADMINISTRATIVE STRUCTURE, OTHER THAN BUILDINGS | EA | 7811.16 | 1 | N/A | Marshall & Swift Valuation, Oct 2017 | 164.97 | 1 | Cost Works Model
7110 | FAMILY HOUSING DWELLING | SF | 183.83 | 1 | 2363 | USACE PAX Newsletter 30 May 2018 | 2.62 | 1 | Cost Works Model
7120 | FAMILY HOUSING TRAILER | SF | 60.71 | 1 | N/A | Marshall & Swift Valuation, Oct 2017 | 1.8 | 1 | Cost Works Model
7130 | FAMILY HOUSING TRAILER SITE | SY | 37.13 | 1 | N/A | Marshall & Swift Valuation, Oct 2017 | 2.35 | 1 | Cost Works Model
7141 | FAMILY HOUSING GARAGE | SF | 40.41 | 1 | N/A | Marshall & Swift Valuation, Oct 2017 | 1.45 | 1 | Cost Works Model
7142 | FAMILY HOUSING STORAGE FACILITY | SF | 27.99 | 1 | N/A | Marshall & Swift Valuation, Oct 2017 | 0.78 | 1 | Cost Works Model
7143 | MISCELLANEOUS FAMILY HOUSING SUPPORT FACILITY | SF | 33.51 | 1 | N/A | Marshall & Swift Valuation, Oct 2017 | 3.12 | 1 | Cost Works Model
7145 | TRAILER COURT SUPPORT FACILITY | SF | 129.13 | 1 | N/A | Marshall & Swift Valuation, Oct 2017 | 1.73 | 1 | Cost Works Model
7147 | FAMILY HOUSING CARPORT | SF | 22.72 | 1 | N/A | Marshall & Swift Valuation, Oct 2017 | 0.65 | 1 | Cost Works Model
7210 | ENLISTED UNACCOMPANIED PERSONNEL HOUSING | SF | 296 | 1 | 70000 | TriService GUC May 2018 | 4.89 | 1 | Cost Works Model
7212 | ENLISTED UNACCOMPANIED PERSONNEL HOUSING, TRANSIENT | SF | 296 | 1 | 70000 | TriService GUC May 2018 | 6.82 | 1 | Cost Works Model
7213 | STUDENT BARRACKS | SF | 293 | 1 | 120000 | TriService GUC May 2018 | 4.74 | 1 | Cost Works Model
7214 | ANNUAL TRAINING/MOBILIZATION BARRACKS | SF | 293 | 1 | 120000 | TriService GUC May 2018 | 4.63 | 1 | Cost Works Model
7215 | UNACCOMPANIED HOUSING FOR WOUNDED WARRIORS | SF | 219.09 | 1 | N/A | Marshall & Swift Valuation, Oct 2017 | 3.21 | 1 | Cost Works Model
7218 | RECRUIT/TRAINEE BARRACKS | SF | 215.23 | 1 | 130000 | TriService GUC May 2018 | 5.84 | 1 | Cost Works Model
7220 | DINING FACILITY | SF | 357 | 1 | 29000 | TriService GUC May 2018 | 5.98 | 1 | Cost Works Model
7231 | MISCELLANEOUS UPH SUPPORT BUILDING | SF | 129.87 | 1 | N/A | Marshall & Swift Valuation, Oct 2017 | 2.47 | 2 | Composite of multiple FACs
7232 | UNACCOMPANIED PERSONNEL HOUSING GARAGE | SF | 54 | 1 | 150000 | TriService GUC May 2018 | 1.11 | 1 | Cost Works Model
7233 | DINING SUPPORT FACILITY | SF | 137.98 | 1 | N/A | Marshall & Swift Valuation, Oct 2017 | 6.86 | 1 | Cost Works Model
7234 | LATRINE/SHOWER FACILITY | SF | 175.13 | 1 | N/A | Marshall & Swift Valuation, Oct 2017 | 7.06 | 1 | Cost Works Model
7235 | MISCELLANEOUS UPH SUPPORT FACILITY | EA | 5772.11 | 1 | N/A | Marshall & Swift Valuation, Oct 2017 | 86.36 | 1 | Cost Works Model
7236 | UNACCOMPANIED PERSONNEL HOUSING CARPORT | SF | 22.72 | 2 | N/A | Marshall & Swift Valuation, Oct 2017, set equal to FAC 7147 | 0.32 | 1 | Cost Works Model
7240 | OFFICER UNACCOMPANIED PERSONNEL HOUSING | SF | 268.26 | 1 | 97000 | TriService GUC April 2017 | 7.19 | 1 | Cost Works Model
7241 | OFFICER UPH, TRANSIENT | SF | 268.26 | 1 | 97000 | TriService GUC April 2017 | 6.89 | 1 | Cost Works Model
7242 | SERVICE ACADEMY UNACCOMPANIED PERSONNEL HOUSING | SF | 220.46 | 1 | N/A | Marshall & Swift Valuation, Oct 2017 | 7.19 | 2 | Set to FAC 7240
7250 | EMERGENCY UNACCOMPANIED PERSONNEL HOUSING | SF | 114.95 | 1 | N/A | Marshall & Swift Valuation, Oct 2017 | 2.08 | 1 | Cost Works Model
7251 | EUPH TENT PAD | SF | 5.94 | 1 | N/A | USACE PAX Newsletter 30 May 2018 | 0.17 | 1 | Cost Works Model
7311 | FIRE STATION FACILITY | SF | 304.67 | 1 | 32000 | USACE PAX Newsletter 30 May 2018 | 4.75 | 1 | Cost Works Model
7312 | PRISON/CONFINEMENT FACILITY | SF | 288.05 | 1 | N/A | Marshall & Swift Valuation, Oct 2017 | 7 | 1 | Cost Works Model
7313 | POLICE STATION | SF | 206.67 | 1 | N/A | Marshall & Swift Valuation, Oct 2017 | 8.73 | 1 | Cost Works Model
7314 | DRUG AND ALCOHOL ABUSE CENTER | SF | 209.94 | 1 | N/A | Marshall & Swift Valuation, Oct 2017 | 3.85 | 1 | Cost Works Model
7321 | BREAD/PASTRY KITCHEN | SF | 111.87 | 1 | N/A | Marshall & Swift Valuation, Oct 2017 | 4.55 | 1 | Cost Works Model
7322 | ICE/DAIRY PRODUCTS PLANT | SF | 131.76 | 1 | N/A | Marshall & Swift Valuation, Oct 2017 | 7.22 | 1 | Cost Works Model
7323 | GREENHOUSE | SF | 12.05 | 1 | N/A | Marshall & Swift Valuation, Oct 2017 | 2.84 | 1 | Cost Works Model
7331 | EXCHANGE EATING FACILITY | SF | 211.21 | 1 | N/A | Marshall & Swift Valuation, Oct 2017 | 7.38 | 1 | Cost Works Model
7332 | NON-EXCHANGE EATING FACILITY | SF | 211.21 | 2 | N/A | Marshall & Swift Valuation, Oct 2017, set equal to FAC 7331 | 4.12 | 1 | Cost Works Model
7333 | OPEN MESS AND CLUB FACILITY | SF | 200.47 | 1 | N/A | Marshall & Swift Valuation, Oct 2017 | 6.62 | 1 | Cost Works Model
7340 | THRIFT SHOP | SF | 96.22 | 1 | N/A | Marshall & Swift Valuation, Oct 2017 | 5.18 | 1 | Cost Works Model
7341 | BUS STATION | SF | 143.9 | 1 | N/A | Marshall & Swift Valuation, Oct 2017 | 3.39 | 1 | Cost Works Model
7342 | LAUNDRY/DRY CLEANING FACILITY | SF | 138.87 | 1 | N/A | Marshall & Swift Valuation, Oct 2017 | 3.71 | 1 | Cost Works Model
7343 | CLOTHING SALES STORE | SF | 115.15 | 2 | N/A | Marshall & Swift Valuation, Oct 2017, set equal to FAC 7346 | 3.71 | 1 | Cost Works Model
7344 | POSTAL FACILITY | SF | 200.11 | 1 | N/A | Marshall & Swift Valuation, Oct 2017 | 5.86 | 1 | Cost Works Model
7345 | EXCHANGE AUTOMOBILE FACILITY | SF | 161.77 | 1 | N/A | Marshall & Swift Valuation, Oct 2017 | 4.37 | 1 | Cost Works Model
7346 | EXCHANGE SALES FACILITY | SF | 115.15 | 1 | N/A | Marshall & Swift Valuation, Oct 2017 | 3.39 | 1 | Cost Works Model
7347 | BANK AND CREDIT UNION | SF | 244.95 | 1 | N/A | Marshall & Swift Valuation, Oct 2017 | 3.21 | 1 | Cost Works Model
7348 | CAR WASH FACILITY | SF | 88.18 | 1 | N/A | Marshall & Swift Valuation, Oct 2017 | 2.13 | 1 | Cost Works Model
7349 | COMMISSARY | SF | 128.21 | 1 | N/A | Marshall & Swift Valuation, Oct 2017 | 2.59 | 1 | Cost Works Model
7351 | EDUCATION CENTER | SF | 186.12 | 1 | N/A | Marshall & Swift Valuation, Oct 2017 | 4.8 | 1 | Cost Works Model
7352 | DEPENDENT SCHOOL | SF | 324 | 1 | 99000 | TriService GUC May 2018 | 4.59 | 1 | Cost Works Model
7353 | DEPENDENT SCHOOL SUPPORT FACILITY | SF | 323.53 | 1 | 99000 | USACE PAX Newsletter 30 May 2018 | 7.14 | 1 | Cost Works Model
7361 | CHAPEL FACILITY | SF | 324.48 | 1 | 23000 | USACE PAX Newsletter 30 May 2018 | 4.97 | 1 | Cost Works Model
7362 | RELIGIOUS EDUCATION FACILITY | SF | 170.19 | 1 | N/A | Marshall & Swift Valuation, Oct 2017 | 5.27 | 1 | Cost Works Model
7371 | NURSERY AND CHILD CARE FACILITY | SF | 231.87 | 1 | 23000 | USACE PAX Newsletter 6 April 2017 | 3.27 | 1 | Cost Works Model
7372 | FAMILY SERVICE CENTER | SF | 180.75 | 1 | N/A | Marshall & Swift Valuation, Oct 2017 | 5.36 | 1 | Cost Works Model
7380 | HOMELESS SUPPORT FACILITY | SF | N/A | N/A | N/A | No Replacement Cost Defined | 0 | N/A | N/A
7381 | FORESTRY GUARD STATION | SF | 86.85 | 1 | N/A | Marshall & Swift Valuation, Oct 2017 | 1.47 | 1 | Cost Works Model
7382 | LOCKER ROOM | SF | 152.77 | 1 | N/A | Marshall & Swift Valuation, Oct 2017 | 3.48 | 1 | Cost Works Model
7383 | AIR RAID/FALLOUT SHELTER | SF | 289.48 | 1 | 6000 | USACE PAX Newsletter 20 Mar 2009 | 3.52 | 1 | Cost Works Model
7384 | PERSONNEL/ EQUIPMENT SHELTER | SF | 53.97 | 1 | N/A | Marshall & Swift Valuation, Oct 2017 | 0.55 | 1 | Cost Works Model
7385 | PUBLIC RESTROOM/SHOWER | SF | 182.92 | 1 | N/A | Marshall & Swift Valuation, Oct 2017 | 6.27 | 1 | Cost Works Model
7386 | CEREMONIAL HALL | SF | 221.57 | 1 | N/A | Marshall & Swift Valuation, Oct 2017 | 3.25 | 1 | Cost Works Model
7387 | EXCHANGE SUPPORT FACILITY | SF | 86.83 | 1 | N/A | Marshall & Swift Valuation, Oct 2017 | 5.44 | 1 | Cost Works Model
7388 | EXCHANGE WAREHOUSE | SF | 183.93 | 1 | 26000 | USACE PAX Newsletter 30 May 2018 | 2.25 | 1 | Cost Works Model
7389 | PRIVATE VEHICLE INSPECTION FACILITY | SF | 155.45 | 1 | 2300 | USACE PAX Newsletter 5 May 2013 | 1.54 | 1 | Cost Works Model
7411 | HOBBY AND CRAFT CENTER | SF | 138.07 | 1 | N/A | Marshall & Swift Valuation, Oct 2017 | 6.35 | 1 | Cost Works Model
7412 | AUTOMOBILE CRAFT CENTER | SF | 65.81 | 1 | N/A | Marshall & Swift Valuation, Oct 2017 | 2.49 | 1 | Cost Works Model
7413 | GOLF CLUB HOUSE AND SALES | SF | 149.29 | 1 | N/A | Marshall & Swift Valuation, Oct 2017 | 7.26 | 1 | Cost Works Model
7414 | CLUB AND ORGANIZATION BUILDING | SF | 169.69 | 1 | N/A | Marshall & Swift Valuation, Oct 2017 | 6.12 | 1 | Cost Works Model
7415 | BOWLING CENTER | SF | 147.28 | 1 | N/A | Marshall & Swift Valuation, Oct 2017 | 4.09 | 1 | Cost Works Model
7416 | LIBRARY, GENERAL USE | SF | 206.46 | 1 | N/A | Marshall & Swift Valuation, Oct 2017 | 4.4 | 1 | Cost Works Model
7417 | RECREATION CENTER | SF | 182.64 | 1 | N/A | Marshall & Swift Valuation, Oct 2017 | 6.15 | 1 | Cost Works Model
7418 | INDOOR SKATING RINK | SF | 126.34 | 1 | N/A | Marshall & Swift Valuation, Oct 2017 | 2.7 | 1 | Cost Works Model
7421 | INDOOR PHYSICAL FITNESS FACILITY | SF | 240.53 | 1 | 62000 | USACE PAX Newsletter 6 April 2017 | 4.5 | 1 | Cost Works Model
7422 | INDOOR SWIMMING POOL | SF | 161.35 | 1 | N/A | Marshall & Swift Valuation, Oct 2017 | 4.86 | 1 | Cost Works Model
7431 | AUDITORIUM AND THEATER FACILITY | SF | 154.57 | 1 | N/A | Marshall & Swift Valuation, Oct 2017 | 2.48 | 1 | Cost Works Model
7440 | COMMUNITY ACTIVITIES / CONFERENCE CENTER | SF | 246.37 | 1 | N/A | Marshall & Swift Valuation, Oct 2017 | 4.47 | 1 | Cost Works Model
7441 | TRANSIENT LODGING | SF | 299.31 | 1 | 28000 | USACE PAX Newsletter 16 May 2016 | 4.23 | 1 | Cost Works Model
7442 | RECREATIONAL LODGING | SF | 113.27 | 1 | N/A | Marshall & Swift Valuation, Oct 2017 | 4.46 | 1 | Cost Works Model
7443 | TRANSIENT AND RECREATIONAL LODGING SUPPORT FACILITY | SF | 30.32 | 1 | N/A | Marshall & Swift Valuation, Oct 2017 | 1.52 | 1 | Cost Works Model
7444 | STABLE | SF | 38.6 | 1 | N/A | Marshall & Swift Valuation, Oct 2017 | 0.62 | 1 | Cost Works Model
7445 | BOATHOUSE | SF | 33.78 | 1 | N/A | Marshall & Swift Valuation, Oct 2017 | 1.11 | 1 | Cost Works Model
7446 | MWR SALES AND RENTAL BUILDING | SF | 138.07 | 1 | N/A | Marshall & Swift Valuation, Oct 2017 | 4.77 | 1 | Cost Works Model
7447 | MWR STORAGE BUILDING | SF | 127.46 | 1 | 3600 | USACE PAX Newsletter 30 May 2018 | 3.06 | 1 | Cost Works Model
7448 | RECREATION SUPPORT BUILDING | SF | 81.02 | 1 | N/A | Marshall & Swift Valuation, Oct 2017 | 1.77 | 1 | Cost Works Model
7449 | RETAIL KENNEL | SF | 198.42 | 1 | N/A | Marshall & Swift Valuation, Oct 2017 | 4.67 | 1 | Cost Works Model
7511 | PLAYGROUND | EA | 211698.23 | 1 | 16700 | USACE PAX Newsletter 16 May 2016 | 3247.16 | 1 | Cost Works Model
7512 | OUTDOOR SWIMMING POOL | EA | 1027047.8 | 1 | N/A | Marshall & Swift Valuation, Oct 2017 | 14030.39 | 1 | Cost Works Model
7513 | GOLF COURSE | EA | 3014166.25 | 1 | N/A | Marshall & Swift Valuation, Oct 2017 | 68194.02 | 2 | Composite of multiple FACs
7514 | GOLF DRIVING RANGE | EA | 208144.77 | 1 | N/A | Marshall & Swift Valuation, Oct 2017 | 7059.29 | 2 | Composite of multiple FACs
7515 | GOLF PITCH AND PUTT COURSE | EA | 490744.63 | 1 | N/A | Marshall & Swift Valuation, Oct 2017 | 34097.01 | 2 | Composite of multiple FACs
7516 | OUTDOOR RECREATION AREA | EA | 19075.72 | 1 | N/A | Inflated from FY17; Source: Fairfax County VA Park Authority | 1039.61 | 1 | Local Government Authority
7517 | RECREATIONAL PIER | EA | 9289.85 | 1 | N/A | Marshall & Swift Valuation, Oct 2017 | 523.05 | 1 | Commercial Sources
7518 | MARINA | EA | 966602.55 | 1 | N/A | Marshall & Swift Valuation, Oct 2017 | 8524.52 | 1 | Local Government Authority & RS Means
7521 | OUTDOOR PLAYING COURT | EA | 141379.12 | 1 | N/A | Marshall & Swift Valuation, Oct 2017 | 2557.48 | 1 | Cost Works Model
7522 | ATHLETIC FIELD | EA | 1110390.47 | 1 | N/A | USACE PAX Newsletter 30 May 2018 | 6941.66 | 1 | Local Park Authority Ops Division & RS Means
7523 | RUNNING TRACK | EA | 176259.74 | 1 | N/A | Inflated from FY17; Source: Fairfax County VA Park Authority | 2557.48 | 2 | Set to 7521
7524 | STADIUM | EA | 3171425.6 | 1 | N/A | Marshall & Swift Valuation, Oct 2017 | 30809.86 | 1 | Local Government Authority
7531 | PAVILION | SF | 98.58 | 1 | N/A | Marshall & Swift Valuation, Oct 2017 | 0.43 | 1 | Cost Works Model
7532 | OUTDOOR THEATER | EA | 154564.94 | 1 | N/A | Marshall & Swift Valuation, Oct 2017 | 5733.64 | 1 | Cost Works Model
7541 | RECREATIONAL CAMP AND TRAILER PARK | EA | 379359.38 | 1 | N/A | Marshall & Swift Valuation, Oct 2017 | 16735.56 | 2 | Composite of multiple FACs
7542 | MISCELLANEOUS OUTDOOR RECREATION FACILITY | EA | 125704.26 | 1 | N/A | Marshall & Swift Valuation, Oct 2017 | 2525.16 | 2 | Composite of multiple FACs
7543 | WILDLIFE MANAGEMENT AREA | AC | N/A | N/A | N/A | No Replacement Cost Defined | 0 | N/A | N/A
7601 | MUSEUM | SF | 271.59 | 1 | N/A | Marshall & Swift Valuation, Oct 2017 | 4.28 | 1 | Cost Works Model
7602 | MONUMENT AND MEMORIAL | EA | 8441.28 | 3 | N/A | Inflated from FY17; Source: Weighted average by Service FY-00 reported PRV | 266.27 | 1 | Commercial Sources
7603 | CEMETERY | EA | N/A | N/A | N/A | No Replacement Cost Defined | 0 | N/A | N/A
7604 | COLUMBARIUM | CF | 124.54 | 1 | N/A | Marshall & Swift Valuation, Oct 2017 | 0 | N/A | N/A
7605 | PENTAGON MEMORIAL | EA | 41647.57 | 3 | N/A | WHS Milcon Project Cost | 336.64 | 1 | Based on National 9-11 Memorial Data
8111 | ELECTRICAL POWER SOURCE | KW | 432.92 | 1 | N/A | Marshall & Swift Valuation, Oct 2017 | 101.28 | 1 | Cost Works Model
8112 | STAND-BY/EMERGENCY POWER | KW | 434.35 | 1 | N/A | USACE PAX Newsletter 30 May 2018 | 23.16 | 1 | Cost Works Model
8113 | ELECTRICAL POWER SOURCE HYDROELECTRIC | MW | 4718680.55 | 1 | N/A | Marshall & Swift Valuation, Oct 2017 | 23160 | 2 | Set to FAC 8112; CostWorks Model with UM conversion
8114 | ELECTRICAL POWER SOURCE, WIND GENERATED | KW | 5767.28 | 1 | N/A | Marshall & Swift Valuation, Oct 2017 | 23.16 | 2 | Set to FAC 8112
8115 | ELECTRICAL POWER SOURCE, PHOTOVOLTAIC | KW | 12327.97 | 1 | N/A | Marshall & Swift Valuation, Oct 2017 | 19.71 | 1 | Study: National Renewable Energy Laboratory
8121 | ELECTRICAL POWER DISTRIBUTION LINE, OVERHEAD | LF | 44.31 | 1 | N/A | USACE PAX Newsletter 30 May 2018 | 0.29 | 1 | Cost Works Model
8122 | EXTERIOR LIGHTING, POLE | EA | 3450.33 | 1 | N/A | Marshall & Swift Valuation, Oct 2017 | 40.45 | 1 | Cost Works Model
8123 | ELECTRICAL POWER DISTRIBUTION LINE, UNDERGROUND | LF | 47.55 | 1 | N/A | USACE PAX Newsletter 30 May 2018 | 0.73 | 1 | Literature review of industry studies
8131 | ELECTRICAL POWER SUBSTATION | KV | 209.96 | 1 | N/A | PACES 1.3 | 18.88 | 1 | Cost Works Model
8132 | ELECTRICAL POWER SWITCHING STATION | KV | 40.78 | 1 | N/A | PACES 1.3 | 0.35 | 1 | Cost Works Model
8133 | ELECTRICAL POWER TRANSFORMERS | KV | 43.09 | 1 | 1000 | USACE PAX Newsletter 30 May 2018 | 7.15 | 1 | Cost Works Model
8134 | LIGHTNING PROTECTION SYSTEM, STANDALONE | EA | 2761.1 | 1 | N/A | Marshall & Swift Valuation, Oct 2017 | 884.15 | 1 | Cost Works Model
8211 | HEAT SOURCE | BH | 0.017 | 1 | N/A | Marshall & Swift Valuation, Oct 2017 | 0.0023 | 1 | Cost Works Model
8221 | HEAT DISTRIBUTION LINE | LF | 424.61 | 1 | N/A | USACE PAX Newsletter 30 May 2018 | 3.18 | 1 | Cost Works Model
8231 | HEAT GAS PRODUCTION PLANT | BH | 0.04 | 1 | N/A | Marshall & Swift Valuation, Oct 2017 | 7e-05 | 1 | Cost Works Model
8232 | HEAT GAS STORAGE | EA | 111838.31 | 1 | N/A | Marshall & Swift Valuation, Oct 2017 | 441.72 | 1 | Cost Works Model
8241 | HEAT GAS DISTRIBUTION LINE | LF | 21.75 | 1 | N/A | Marshall & Swift Valuation, Oct 2017 | 0.11 | 1 | Cost Works Model
8261 | REFRIGERATION AND AIR CONDITIONING SOURCE | TR | 5302.48 | 1 | N/A | Marshall & Swift Valuation, Oct 2017 | 70.29 | 1 | Cost Works Model
8271 | CHILLED WATER AND REFRIGERANT DISTRIBUTION LINE | LF | 133.37 | 1 | N/A | Marshall & Swift Valuation, Oct 2017 | 5.42 | 1 | Cost Works Model
8311 | SEWAGE TREATMENT | KG | 7808.95 | 1 | N/A | Marshall & Swift Valuation, Oct 2017 | 127.97 | 1 | Engineering study and city budget
8312 | INDUSTRIAL WASTE TREATMENT | KG | 7808.95 | 1 | N/A | Marshall & Swift Valuation, Oct 2017 | 127.97 | 2 | Set to FAC 8311
8313 | WATER SEPARATION FACILITY | KG | 43.1 | 1 | N/A | Marshall & Swift Valuation, Oct 2017 | 2.26 | 1 | Cost Works Model
8314 | SEPTIC TANK AND DRAIN FIELD | GA | 5.63 | 1 | N/A | Marshall & Swift Valuation, Oct 2017 | 0.01 | 1 | State Engineering Study
8315 | SEPTIC LAGOON AND SETTLEMENT PONDS | GA | 0.33 | 1 | N/A | Marshall & Swift Valuation, Oct 2017 | 0.0036 | 1 | Cost Works Model
8316 | SEWAGE LIFT STATIONS | EA | 313538.48 | 1 | N/A | USACE PAX Newsletter 30 May 2018 | 1327.22 | 1 | Cost Works Model
8321 | SEWER AND INDUSTRIAL WASTE LINE | LF | 49.59 | 1 | N/A | Marshall & Swift Valuation, Oct 2017 | 0.84 | 1 | Multiple City Averages
8331 | REFUSE COLLECTION AND RECYCLING FACILITY | EA | 106528.26 | 1 | N/A | Marshall & Swift Valuation, Oct 2017 | 4095.87 | 1 | Cost Works Model
8332 | INCINERATOR | TH | 292746.4 | 1 | N/A | Marshall & Swift Valuation, Oct 2017 | 1670.51 | 1 | Cost Works Model
8333 | SANITARY LANDFILL | AC | 640297.5 | 3 | N/A | FY14 Navy Military Construction Program | 4865.31 | 1 | Solid Waste Mgt Authority & Engineers Report
8334 | HAZARDOUS WASTE LANDFILL | AC | 640297.5 | 3 | N/A | FY14 Navy Military Construction Program | 4865.31 | 2 | Set to FAC 8333
8411 | WATER SOURCE, POTABLE | KG | N/A | N/A | N/A | No Replacement Cost Defined | 0 | N/A | N/A
8412 | WATER TREATMENT FACILITY | KG | 6174.38 | 1 | N/A | Marshall & Swift Valuation, Oct 2017 | 30.46 | 1 | US EPA WBS Cost Model
8413 | WATER STORAGE, POTABLE | GA | 1.46 | 1 | N/A | USACE PAX Newsletter 30 May 2018 | 0.04 | 1 | Cost Works Model
8414 | WATER WELL, POTABLE | KG | 34.15 | 1 | N/A | Marshall & Swift Valuation, Oct 2017 | 5.08 | 1 | EPA data on pump replacement
8415 | DESALINIZATION PLANT | KG | 9319.77 | 1 | N/A | Inflated from FY17; Source: California Energy Commission Study | 66.57 | 1 | Water Reuse Association Study 2012
8421 | WATER DISTRIBUTION LINE, POTABLE | LF | 30.63 | 1 | N/A | Marshall & Swift Valuation, Oct 2017 | 0.76 | 1 | Cost Works Model
8422 | WATER PUMP FACILITY, POTABLE | KG | 28.42 | 1 | N/A | USACE PAX Newsletter 30 May 2018 | 4.35 | 1 | Cost Works Model
8431 | WATER SOURCE, FIRE PROTECTION | GM | 57.72 | 1 | N/A | USACE PAX Newsletter 30 May 2018 | 0.43 | 1 | Cost Works Model
8432 | WATER DISTRIBUTION LINE, FIRE PROTECTION | LF | 52.22 | 1 | N/A | Marshall & Swift Valuation, Oct 2017 | 0.76 | 2 | Set to FAC 8421
8433 | WATER IMPOUNDMENT FIRE PROTECTION | MG | N/A | N/A | N/A | No Replacement Cost Defined | 0 | N/A | N/A
8434 | WATER PUMP FACILITY, FIRE PROTECTION | KG | 40.93 | 1 | N/A | USACE PAX Newsletter 30 May 2018 | 4.21 | 1 | Cost Works Model
8435 | WATER TANK, FIRE PROTECTION | GA | 1.46 | 2 | N/A | Set equal to FAC 8413, USACE PAX Newsletter 6 April 2017 | 0.03 | 1 | Cost Works Model
8441 | WATER SOURCE, NON-POTABLE | KG | 68.22 | 1 | N/A | Marshall & Swift Valuation, Oct 2017 | 1 | 1 | Cost Works Model
8442 | WATER STORAGE, NON-POTABLE | GA | 1.88 | 1 | N/A | Marshall & Swift Valuation, Oct 2017 | 0.05 | 1 | Cost Works Model
8443 | RESERVOIR, WATER | MG | N/A | N/A | N/A | No Replacement Cost Defined | 0 | N/A | N/A
8451 | WATER DISTRIBUTION LINE, NON-POTABLE | LF | 30.63 | 2 | N/A | Set equal to FAC 8421, Marshall and Swift Valuation, Oct 2017 | 0.76 | 2 | Set to FAC 8421
8452 | WATER PUMP FACILITY, NON-POTABLE | KG | 40.93 | 1 | N/A | USACE PAX Newsletter 30 May 2018 | 4.21 | 1 | Cost Works Model
8511 | ROAD, SURFACED | SY | 45.54 | 1 | N/A | USACE PAX Newsletter 30 May 2018 | 0.9 | 1 | Purdue CE Study April 2013 and Marshall/Swift
8512 | ROAD, UNSURFACED | SY | 11.98 | 1 | N/A | USACE PAX Newsletter 30 May 2018 | 0.54 | 1 | Multiple Industry Studies
8513 | VEHICLE BRIDGE | SY | 1649.56 | 1 | N/A | Marshall & Swift Valuation, Oct 2017 | 23.84 | 1 | Government correspondence
8514 | VEHICULAR TUNNEL | LF | 19054.48 | 1 | N/A | Marshall & Swift Valuation, Oct 2017 | 15.58 | 2 | Composite of multiple FACs
8521 | VEHICLE PARKING, SURFACED | SY | 40.54 | 1 | N/A | Marshall & Swift Valuation, Oct 2017 | 1.45 | 1 | Cost Works Model
8522 | VEHICLE PARKING AND STAGING AREA, UNSURFACED | SY | 13.57 | 1 | N/A | Marshall & Swift Valuation, Oct 2017 | 0.26 | 2 | Set to FAC 1166; with frequency every 6 months (Army Staff Study)
8523 | VEHICLE STAGING AREA, SURFACED | SY | 33.57 | 1 | N/A | Marshall & Swift Valuation, Oct 2017 | 1.45 | 2 | Set to FAC 8521
8524 | SIDEWALK AND WALKWAY | SY | 59.25 | 1 | N/A | Marshall & Swift Valuation, Oct 2017 | 0.0133 | 1 | Cost Works Model
8525 | PEDESTRIAN BRIDGE | SY | 2559.19 | 1 | N/A | Marshall & Swift Valuation, Oct 2017 | 27.45 | 1 | Multiple industry sources
8526 | MISCELLANEOUS PAVED AREA | SY | 32.68 | 1 | N/A | Marshall & Swift Valuation, Oct 2017 | 1.45 | 2 | Set to FAC 8521
8531 | PARKING GARAGE/BUILDING | SF | 54 | 1 | 150000 | TriService GUC May 2018 | 0.66 | 1 | Cost Works Model
8541 | TRAFFIC CONTROL SIGNALS | EA | 327837.22 | 2 | N/A | Survey of Private Sector Bids | 1003.6 | 1 | Based on competitive contract award
8601 | RAILROAD TRACK | MI | 643456.16 | 1 | N/A | Marshall & Swift Valuation, Oct 2017 | 8127.05 | 1 | USDOT, Univ of IL, Short Line Regional Rail Assoc
8611 | RAILROAD BRIDGE | LF | 11783.3 | 1 | N/A | Inflated from FY17; Source: American Segmental Bridge Institute | 158.02 | 1 | Multiple government sources
8612 | MISCELLANEOUS RAILROAD FACILITY | EA | 145517.93 | 1 | N/A | Marshall & Swift Valuation, Oct 2017 | 3086.31 | 1 | Commercial Sources
8711 | STORM DRAINAGE | LF | 28.33 | 1 | N/A | Marshall & Swift Valuation, Oct 2017 | 0.0297 | 1 | Cost Works Model
8712 | RETAINING STRUCTURE | LF | 253.08 | 1 | N/A | Marshall & Swift Valuation, Oct 2017 | 0.64 | 1 | Multiple commercial sources, R.S. Means
8713 | GROUNDS DRAINAGE DAMS | EA | 2003558.67 | 1 | N/A | PACES 1.3 | 2528.35 | 2 | Set to FAC 8715 with UM Conversion
8714 | LEVEES AND DIKES FOR GROUNDS DRAINAGE | LF | 862.63 | 1 | N/A | Marshall & Swift Valuation, Oct 2017 | 8.1 | 1 | RS Means, USACE Data
8715 | STORM WATER PONDS | MG | 110786.34 | 1 | N/A | USACE PAX Newsletter 30 May 2018 | 2778.41 | 1 | RS Means, USACE, EPA, NAVFAC EV provided data
8721 | BOUNDARY FENCE AND WALL | LF | 46.94 | 1 | N/A | Marshall & Swift Valuation, Oct 2017 | 1.04 | 1 | Cost Works Model
8722 | SECURITY FENCE | LF | 80.87 | 1 | N/A | Marshall & Swift Valuation, Oct 2017 | 4.08 | 1 | Cost Works Model
8811 | DAM | EA | 82266118.61 | 2 | N/A | Inflated from FY17, source R&K research paper for Navy CNIC August 2011 | 1346020.24 | 2 | Set to FAC 2131w/UM adj: CNIC-NAVSEA estimate
8812 | LOCK | EA | 82266118.61 | 2 | N/A | Set equal to FAC 8811 | 1346020.24 | 2 | Set to FAC 2131w/UM adj: CNIC-NAVSEA estimate
8813 | NAVIGATION REVETMENTS | LF | 67.52 | 1 | N/A | Marshall & Swift Valuation, Oct 2017 | 0.64 | 2 | Set to FAC 8712; multiple commercial sources
8814 | TRAINING DIKES, WING DAMS, PILE DIKES | LF | 862.63 | 2 | N/A | Set equal to FAC 8714, Marshall and Swift Valuation, Oct 2017 | 8.1 | 2 | Set to FAC 8714; R.S. Means, USACE
8821 | FLOOD CONTROL STRUCTURES | EA | 431314.4 | 2 | N/A | Set to FAC 8714 with assumed size of 500 LF | 3789.1 | 2 | Set to FAC 8714 UM adjustment: R.S. Means, USACE
8822 | FLOOD CONTROL LEVEE, FLOODWALL | LF | 862.63 | 2 | N/A | Set equal to FAC 8714, Marshall and Swift Valuation, Oct 2017 | 8.1 | 2 | Set to FAC 8714; RS Means, USACE Data
8831 | FISH FACILITIES | EA | 345051.52 | 2 | N/A | Set to FAC 8714 with assumed size of 400 LF | 1906.72 | 2 | Set to FAC 8714 UM adjustment: R.S. Means, USACE
8910 | UTILITY BUILDING | SF | 84.65 | 1 | N/A | Marshall & Swift Valuation, Oct 2017 | 4.2 | 1 | Cost Works Model
8921 | INSTALLATION GAS PRODUCTION PLANT | EA | 308826.53 | 1 | N/A | Marshall & Swift Valuation, Oct 2017 | 8522.9 | 1 | Cost Works Model
8922 | INSTALLATION GAS STORAGE | EA | 85212.66 | 1 | N/A | Marshall & Swift Valuation, Oct 2017 | 1291.4 | 2 | Composite of multiple FACs
8923 | VEHICLE SCALES | EA | 55647.66 | 1 | N/A | Marshall & Swift Valuation, Oct 2017 | 2159.99 | 1 | Fairbanks-Morse
8924 | MISCELLANEOUS PUMP STATION | EA | 14947.37 | 1 | N/A | Marshall & Swift Valuation, Oct 2017 | 176.79 | 1 | Cost Works Model
8926 | HAZARDOUS WASTE STORAGE OR DISPOSAL FACILITY | EA | 387514.3 | 1 | N/A | Marshall & Swift Valuation, Oct 2017 | 4712.36 | 1 | Cost Works Model
8927 | UTILITY VAULTS | EA | 27067.55 | 1 | N/A | Marshall & Swift Valuation, Oct 2017 | 151.2 | 2 | Set to FAC 8910 Cost Works Model. UM adjustment for 6'x6' vault
8928 | LOADING PLATFORM/RAMP | EA | 19995.86 | 1 | N/A | Marshall & Swift Valuation, Oct 2017 | 142.6 | 1 | Cost Works Model
8930 | INSTALLATION GAS DISTRIBUTION LINE | LF | 21.75 | 1 | N/A | Marshall & Swift Valuation, Oct 2017 | 0.1 | 1 | Cost Works Model
8931 | UTILITY TUNNEL | LF | 91.12 | 1 | N/A | Marshall & Swift Valuation, Oct 2017 | 0.51 | 1 | Cost Works Model
8932 | UTILIITY CHANNEL | LF | 319.81 | 1 | N/A | Marshall & Swift Valuation, Oct 2017 | 0 | 1 | Manufacturer's data sheet
8951 | MISCELLANEOUS STORAGE TANK AND BASIN | GA | 0.66 | 1 | N/A | Marshall & Swift Valuation, Oct 2017 | 0.0104 | 1 | Cost Works Model
9110 | US FEDERAL GOVERNMENT OWNED LAND | AC | N/A | N/A | N/A | No Replacement Cost Defined | 0 | N/A | N/A
9111 | STATE OWNED LAND | AC | N/A | N/A | N/A | No Replacement Cost Defined | 0 | N/A | N/A
9120 | FEDERAL WITHDRAWN PUBLIC LAND | AC | N/A | N/A | N/A | No Replacement Cost Defined | 0 | N/A | N/A
9130 | LICENSED AND PERMITTED LAND | AC | N/A | N/A | N/A | No Replacement Cost Defined | 0 | N/A | N/A
9140 | PUBLIC LAND OF TERRITORIES AND POSSESSIONS | AC | N/A | N/A | N/A | No Replacement Cost Defined | 0 | N/A | N/A
9210 | LAND EASEMENT | AC | N/A | N/A | N/A | No Replacement Cost Defined | 0 | N/A | N/A
9220 | IN-LEASED LAND | AC | N/A | N/A | N/A | No Replacement Cost Defined | 0 | N/A | N/A
9230 | FOREIGN LAND | AC | N/A | N/A | N/A | No Replacement Cost Defined | 0 | N/A | N/A

## Legend
LEGEND
UM = Unit of measure |  |  | Type | = | Real Property Type
AC | = | Acre | B | = | building
BD | = | Hospital Beds | S | = | structure
BH | = | BTU per Hour | LS | = | linear structure
BL | = | Barrel (42 gallons each) | L | = | land
BX | = | Boxes (Alarm Systems) | N | = | not applicable
CF | = | Cubic Foot
CM | = | Cubic Foot/Minute
CP | = | Candle Power
CY | = | Cubic Yard
DS | = | Depth of Water at High Tide
DW | = | Depth of Water at Low Tide
EA | = | Each
FA | = | Family Units
FB | = | Linear Feet of Berthing
FP | = | Firing Points (Firing Ranges)
GA | = | Gallon (U.S.)
GM | = | Gallon (U.S.) per Minute
HD | = | Heads
HO | = | Holes (Golf Course)
HP | = | Horsepower
KG | = | Thousand of Gallons per Day
KV | = | Kilovolt Amperes
KW | = | Kilowatts
LA | = | Lanes (Bowling)
LC | = | Light Care, Hospital Support
LF | = | Linear Feet
LN | = | Lanes
ME | = | Meter
MG | = | Millions Of Gallons
MI | = | Statute Mile
MW | = | Megawatts
NF | = | Net Square Feet (Housing)
NS | = | Net Square Feet (Storage)
OL | = | Number of Outlets
OU | = | Operating Units
PH | = | Pounds per Hour
PN | = | Persons
PS | = | Patient Station
RM | = | Rooms
SE | = | Seats
SF | = | Square Foot
SH | = | Stacking Height
SI | = | Sites
SM | = | Square Meter
SP | = | Starting Point , Service Points, or Persons Supported
ST | = | Stalls
SY | = | Square Yard
TC | = | Total Cubic Feet
TH | = | Tons per Hour (Capacity)
TN | = | Ton
TR | = | Ton, Refrigeration
VE | = | Vehicles
VP | = | Vehicle Parking
XR | = | Xray Machine

## Table 4-1 CONUS
Table 4-1 CONUS: Area Cost Adjustment Factors
RPSUID | Site Code | Site Name | Installation Code | Installation Name | Site Reporting Component Code | Address Street Name | Country | State | County | City | Zip | AREA COST FACTORS | Sustainment ACF
6878 | 01G20 | PRATTVILLE | 010NG | ALABAMA NATIONAL GUARD | ARGUARD | 508 US Highway 82 W | United States | Alabama | Autauga | Prattville | 36067 | 0.88 | 0.86
191601 | 01G21 | PRATTVILLE NATIONAL GUARD READINESS CENTER | 010NG | ALABAMA NATIONAL GUARD | ARGUARD | 508 US-82 | United States | Alabama | Autauga | Prattville | 36067 | 0.88 | 0.86
186006 | 801023 | COBBS FORD ROAD PRATTVILLE | 82387 | JOINT RECRUITING PROGRAM | USACE | 2735 Legends Parkway | United States | Alabama | Autauga | Prattville | 36066 | 0.88 | 0.86
186328 | 801024 | MCQUEEN SMITH ROAD SOUTH PRATTVILLE | 82387 | JOINT RECRUITING PROGRAM | USACE | 589 McQueen Smith Road | United States | Alabama | Autauga | Prattville | 36066 | 0.88 | 0.86
189982 | 822043 | 589 MCQUEEN SMITH ROAD SOUTH PRATTVILLE | 82387 | JOINT RECRUITING PROGRAM | USACE | 583,585,589 McQueen Smith Road | United States | Alabama | Autauga | Prattville | 36066 | 0.88 | 0.86
191653 | 824236 | 694 MCQUEEN SMITH ROAD PRATTVILLE | 82387 | JOINT RECRUITING PROGRAM | USACE | 694 McQueen Smith Road | United States | Alabama | Autauga | Prattville | 36066 | 0.88 | 0.86
890 | N60508-AP | NOLF SILVERHILL | N60508 | WHITING FIELD NAVAL AIR STATION | NAVACT | 12550 County Road 54 | United States | Alabama | Baldwin | Daphne | 36526 | 0.87 | 0.85
190686 | 822530 | 601 RIDGEWOOD RD DAPHNE | 70132 | INDEPENDENT DUTY HOUSING PROGRAM | USACE | 601 Ridgewood Drive | United States | Alabama | Baldwin | Daphne | 36526 | 0.87 | 0.85
191016 | 823494 | 26731 DEAN COURT NORTH DAPHNE | 70132 | INDEPENDENT DUTY HOUSING PROGRAM | USACE | 26731 Dean Court North Daphne | United States | Alabama | Baldwin | Daphne | 36526 | 0.87 | 0.85
191326 | 823867 | 27303 BAY BRANCH DAPHNE | 70132 | INDEPENDENT DUTY HOUSING PROGRAM | USACE | 27303 Bay Branch Drive | United States | Alabama | Baldwin | Daphne | 36526 | 0.87 | 0.85
191906 | 824503 | 9304 OTTAWA DRIVE DAPHNE | 70132 | INDEPENDENT DUTY HOUSING PROGRAM | USACE | 9304 Ottawa Drive | United States | Alabama | Baldwin | Daphne | 36526 | 0.87 | 0.85
5130 | 01D10 | FT RIEL FAIRHOPE | 010NG | ALABAMA NATIONAL GUARD | ARGUARD | 550 Fairwood Boulevard | United States | Alabama | Baldwin | Fairhope | 36532 | 0.87 | 0.85
889 | N60508-AD | BARIN FIELD | N60508 | WHITING FIELD NAVAL AIR STATION | NAVACT | Barin Field Road | United States | Alabama | Baldwin | Foley | 36535 | 0.87 | 0.85
1201 | N60508-FO | FOLEY TOWER | N60508 | WHITING FIELD NAVAL AIR STATION | NAVACT | 1916 Juniper Street | United States | Alabama | Baldwin | Foley | 36535 | 0.87 | 0.85
7911 | 01D30 | WILLIAM L SMITH FOLEY | 010NG | ALABAMA NATIONAL GUARD | ARGUARD | 315 E. Jessamine Ave | United States | Alabama | Baldwin | Foley | 36535 | 0.87 | 0.85
190129 | 01D31 | FOLEY NATIONAL GUARD READINESS CENTER | 010NG | ALABAMA NATIONAL GUARD | ARGUARD |  | United States | Alabama | Baldwin | Foley | 36535 | 0.87 | 0.85
191597 | 01E90 | LOXLEY NATIONAL GUARD READINESS CENTER | 010NG | ALABAMA NATIONAL GUARD | ARGUARD |  | United States | Alabama | Baldwin | Loxley | 36551 | 0.87 | 0.85
1328 | N60508-GW | VORTAC GATESWOOD | N60508 | WHITING FIELD NAVAL AIR STATION | NAVACT | 34201 Lee Road | United States | Alabama | Baldwin | Robertsdale | 36537 | 0.87 | 0.85
185050 | 82387-13015 | STATE HIGHWAY 181 SPANISH FORT | 82387 | JOINT RECRUITING PROGRAM | USACE | 30500 State Highway 181, Suites 615-616-617 | United States | Alabama | Baldwin | Spanish Fort | 36527 | 0.87 | 0.85
679 | N60508-AR | NOLF SUMMERDALE | N60508 | WHITING FIELD NAVAL AIR STATION | NAVACT | 21754 County Road 38 South | United States | Alabama | Baldwin | Summerdale | 36580 | 0.87 | 0.85
680 | N60508-AS | NOLF WOLF | N60508 | WHITING FIELD NAVAL AIR STATION | NAVACT | 2851 Fish Trap Road | United States | Alabama | Baldwin | Summerdale | 36580 | 0.87 | 0.85
5125 | 01C30 | FT MALCOM A TURNER CLAYTON | 010NG | ALABAMA NATIONAL GUARD | ARGUARD | 299 Eufaula Avenue | United States | Alabama | Barbour | Clayton | 36016 | 0.87 | 0.85
6946 | 01C95 | RAYMOND BLACKMON EUFAULA | 010NG | ALABAMA NATIONAL GUARD | ARGUARD | 1680 N Eufaula Avenue | United States | Alabama | Barbour | Eufaula | 36072 | 0.87 | 0.85
5964 | 01090 | LOUISVILLE STAGEFIELD AL | 01252 | FORT RUCKER | ARACT | 2.5 miles North of the Intersection of CR-9 and Rt 13 | United States | Alabama | Barbour | Louisville | 36048 | 0.87 | 0.85
5522 | 01C00 | I JUDSON SNEAD CENTREVILLE | 010NG | ALABAMA NATIONAL GUARD | ARGUARD | 133 Walnut Street | United States | Alabama | Bibb | Centreville | 35042 | 0.87 | 0.85
6636 | 01F75 | ONEONTA | 010NG | ALABAMA NATIONAL GUARD | ARGUARD | 1625 Pocato Road | United States | Alabama | Blount | Oneonta | 35121 | 0.87 | 0.85
6989 | 01H10 | RICHARD B STONE UNION SPRINGS | 010NG | ALABAMA NATIONAL GUARD | ARGUARD | 18672 Highway 82 E | United States | Alabama | Bullock | Union Springs | 36089 | 0.87 | 0.85
5192 | 01D55 | GEORGIANA | 010NG | ALABAMA NATIONAL GUARD | ARGUARD | Highway 31 S | United States | Alabama | Butler | Georgiana | 36033 | 0.87 | 0.85
7026 | 01D75 | ROBERT E STEINER GREENVILLE | 010NG | ALABAMA NATIONAL GUARD | ARGUARD | 1053 Pineapple Highway | United States | Alabama | Butler | Greenville | 36037 | 0.87 | 0.85
191542 | 01D76 | GREENVILLE NATIONAL GUARD READINESS CENTER | 010NG | ALABAMA NATIONAL GUARD | ARGUARD |  | United States | Alabama | Butler | Greenville |  | 0.87 | 0.85
187741 | 01041 | PELHAM RANGE TRAINING SITE - FORT MCCLELLAN | 01910 | FORT MCCLELLAN TRAINING CENTER | ARGUARD | Pelham Range Road | United States | Alabama | Calhoun | Alexandria | 36250 | 0.84 | 0.83
3817 | 01012 | ANNISTON ARMY DEPOT | 01012 | ANNISTON ARMY DEPOT | ARACT | North of the Intersection of MacArthur Ave and Wainwright Ave | United States | Alabama | Calhoun | Anniston | 36201 | 0.84 | 0.83
4042 | 01510 | AMSA# 158 (G) | 01530 | 81ST RRC - ALABAMA | ARRES | 3415 McClellan Blvd | United States | Alabama | Calhoun | Anniston | 36201 | 0.84 | 0.83
6734 | 0155A | PELHAM ROCK CRUSHER SITE | 01530 | 81ST RRC - ALABAMA | ARRES | Unit 8802, Pelham Range Heights | United States | Alabama | Calhoun | Anniston | 36201 | 0.84 | 0.83
187740 | 01328 | MOUT TRAINING SITE - FORT MCCLELLAN | 01910 | FORT MCCLELLAN TRAINING CENTER | ARGUARD |  | United States | Alabama | Calhoun | Anniston | 36201 | 0.84 | 0.83
3682 | 01520 | 310TH CHEM USARC | 01530 | 81ST RRC - ALABAMA | ARRES | 30 Longhorn Lane | United States | Alabama | Calhoun | Anniston | 36205 | 0.84 | 0.83
5028 | 01910 | FORT MCCLELLAN ARNG TNG CENTER | 01910 | FORT MCCLELLAN TRAINING CENTER | ARGUARD | 1101 Quintard Avenue | United States | Alabama | Calhoun | Anniston | 36205 | 0.84 | 0.83
6123 | 01921 | MCCLELLAN CEMETARY | 01012 | ANNISTON ARMY DEPOT | ARACT | Goode Road at McClellan, Main Entrance Baltzell Gate off of Highway 21 | United States | Alabama | Calhoun | Anniston | 36205 | 0.84 | 0.83
5638 | 01E60 | JOHN H FORNEY JACKSONVILLE | 010NG | ALABAMA NATIONAL GUARD | ARGUARD | 1655 S Pelham Road | United States | Alabama | Calhoun | Jacksonville | 36265 | 0.84 | 0.83
3882 | 01F90 | AUBREY G HICKS OXFORD | 010NG | ALABAMA NATIONAL GUARD | ARGUARD | 33 Meadow Avenue | United States | Alabama | Calhoun | Oxford | 36203 | 0.84 | 0.83
182493 | 800255 | 700 QUINTARD AVE OXFORD | 82387 | JOINT RECRUITING PROGRAM | USACE | 700 Quintard Avenue | United States | Alabama | Calhoun | Oxford | 36203 | 0.84 | 0.83
4475 | 01H12 | CLYDE W OSBORNE VALLEY | 010NG | ALABAMA NATIONAL GUARD | ARGUARD | 6448 Fairfax Bypass | United States | Alabama | Chambers | Valley | 36854 | 0.87 | 0.85
5562 | 01C25 | IVAN F SMITH CLANTON | 010NG | ALABAMA NATIONAL GUARD | ARGUARD | 413 Airport Road | United States | Alabama | Chilton | Chelsea | 35043 | 0.87 | 0.85
191530 | 01C26 | CLANTON NATIONAL GUARD READINESS CENTER | 010NG | ALABAMA NATIONAL GUARD | ARGUARD | 406 Airport Rd | United States | Alabama | Chilton | Clanton | 35045 | 0.87 | 0.85
4081 | 01B75 | BOB LOCKE BUTLER | 010NG | ALABAMA NATIONAL GUARD | ARGUARD | 1018 W Pushmataha | United States | Alabama | Choctaw | Butler | 36904 | 0.87 | 0.85
5557 | 01E56 | FORT GUY FRENCH RC JACKSON | 010NG | ALABAMA NATIONAL GUARD | ARGUARD | 1489 Coffeeville Road | United States | Alabama | Clarke | Jackson | 36545 | 0.87 | 0.85
183959 | 82387-12036 | HWY 43 THOMASVILLE | 82387 | JOINT RECRUITING PROGRAM | USACE | 32850 Highway 43, Suite C | United States | Alabama | Clarke | Thomasville | 36784 | 0.87 | 0.85
6747 | 01A55 | PETE PHILLIPS ASHLAND | 010NG | ALABAMA NATIONAL GUARD | ARGUARD | 81774 Highway 9 S | United States | Alabama | Clay | Ashland | 36251 | 0.87 | 0.85
4390 | 01C80 | CHARLES L ROWE ELBA | 010NG | ALABAMA NATIONAL GUARD | ARGUARD | 348 Larkin Road | United States | Alabama | Coffee | Elba | 36323 | 0.88 | 0.86
7092 | 01280 | RUNKLE STAGEFIELD AL | 01252 | FORT RUCKER | ARACT | 0.6 miles SW of the Intersection of CR.495 and Cr.410 | United States | Alabama | Coffee | Elba | 36323 | 0.88 | 0.86
5367 | 01582 | HARRY L. GARY, JR USARC | 01530 | 81ST RRC - ALABAMA | ARRES | 801 Mill Avenue | United States | Alabama | Coffee | Enterprise | 36330 | 0.88 | 0.86
7089 | 01237 | RT-337 (RIDGELINE 07) AL | 01252 | FORT RUCKER | ARACT | State Highway 51. | United States | Alabama | Coffee | Enterprise | 36330 | 0.88 | 0.86
7259 | 01262 | SHELL BASEFIELD AL | 01252 | FORT RUCKER | ARACT | 0.25 miles East of the Intersection of Shellfield Rd and Tracey Cir | United States | Alabama | Coffee | Enterprise | 36330 | 0.88 | 0.86
5669 | 01C90 | JULIS W HICKS ENTERPRISE | 010NG | ALABAMA NATIONAL GUARD | ARGUARD | 1883 Guardian Way | United States | Alabama | Coffee | Enterprise | 36331 | 0.88 | 0.86
188399 | 820278 | ENTERPRISE | 01252 | FORT RUCKER | ARACT |  | United States | Alabama | Coffee | Enterprise | 36331 | 0.88 | 0.86
185084 | 82387-11932 | GLOVER AVE ENTERPRISE | 82387 | JOINT RECRUITING PROGRAM | USACE | 708 Glover Avenue | United States | Alabama | Coffee | Enterprise | 36330 | 0.88 | 0.86
185085 | 18081-10323 | ENTERPRISE MUNICIPAL | 18081 | ARMY MISSION SUPPORT | USACE | 867 Aviation Boulevard | United States | Alabama | Coffee | Enterprise | 36330 | 0.88 | 0.86
189820 | 821946 | 16580 FEAGIN ROAD ANDALUSIA | 01252 | FORT RUCKER | ARACT | 16580 Feagin Road (Andalusia) | United States | Alabama | Coffee | Enterprise | 36330 | 0.88 | 0.86
191534 | 01C91 | ENTERPRISE NATIONAL GUARD READINESS CENTER | 010NG | ALABAMA NATIONAL GUARD | ARGUARD | 1881 Guardian Way | United States | Alabama | Coffee | Enterprise | 36330 | 0.88 | 0.86
3657 | 01118 | 10C STAGEFIELD AL | 01252 | FORT RUCKER | ARACT | SW of the Intersection of CR-450 and Rt 87 | United States | Alabama | Coffee | Fort Rucker | 36362 | 0.88 | 0.86
5046 | 01252 | FORT RUCKER AL | 01252 | FORT RUCKER | ARACT | 453 Novosel Street | United States | Alabama | Coffee | Fort Rucker | 36362 | 0.88 | 0.86
189157 | 820366 | RT 414 | 01252 | FORT RUCKER | ARACT |  | United States | Alabama | Coffee | Jack | 36346 | 0.88 | 0.86
7292 | 01267 | SKELLY STAGEFIELD AL | 01252 | FORT RUCKER | ARACT | NW of the Intersection of CR 427 and State Rt 134 | United States | Alabama | Coffee | Kinston | 36453 | 0.88 | 0.86
4160 | 01116 | BROWN (4B) STAGEFIELD AL | 01252 | FORT RUCKER | ARACT | 0.5 miles West of the Intersection of S John St and US Rt 84 | United States | Alabama | Coffee | New Brockton | 36351 | 0.88 | 0.86
7437 | 01117 | STINSON (5AB) STAGEFIELD AL | 01252 | FORT RUCKER | ARACT | North end of CR 525 | United States | Alabama | Coffee | New Brockton | 36351 | 0.88 | 0.86
190485 | 822855 | 157 COUNTY ROAD 172 NEW BROCKTON | 70132 | INDEPENDENT DUTY HOUSING PROGRAM | USACE | 157 County Road 172 | United States | Alabama | Coffee | New Brockton | 36351 | 0.88 | 0.86
190951 | 823384 | 488 GRIFFITH LANE NEW BROCKTON | 70132 | INDEPENDENT DUTY HOUSING PROGRAM | USACE | 488 Griffith Lane | United States | Alabama | Coffee | New Brockton | 36351 | 0.88 | 0.86
5178 | 01802 | GEN JOSEPH WHEELER USARC | 01530 | 81ST RRC - ALABAMA | ARRES | 4600 Hatch Boulevard | United States | Alabama | Colbert | Sheffield | 35660 | 0.87 | 0.85
5663 | 01G55 | JOSEPH H NATHAN SHEFFIELD | 010NG | ALABAMA NATIONAL GUARD | ARGUARD | 310 Wilhoyt Street | United States | Alabama | Colbert | Sheffield | 35660 | 0.87 | 0.85
183025 | 01530-10036 | GEN JOSEPH WHEELER USARC | 01530 | 81ST RRC - ALABAMA | ARRES |  | United States | Alabama | Colbert | Sheffield | 35660 | 0.87 | 0.85
682 | N60508-EV | NOLF EVERGREEN | N60508 | WHITING FIELD NAVAL AIR STATION | NAVACT | 14134 Highway 84 | United States | Alabama | Conecuh | Evergreen | 36401 | 0.87 | 0.85
7912 | 01D60 | WILLIAM N GRIFFIN GOODWATER | 010NG | ALABAMA NATIONAL GUARD | ARGUARD | State Highway 9 South | United States | Alabama | Coosa | Goodwater | 35072 | 0.87 | 0.85
182861 | 82387-11771 | E THREE NOTCH ST ANDALUSIA | 82387 | JOINT RECRUITING PROGRAM | USACE | 226 E Three Notch Street | United States | Alabama | Covington | Andalusia | 36420 | 0.87 | 0.85
188213 | 820288 | 1050 RABBEN ROAD ANDALUSIA | 01252 | FORT RUCKER | USACE | 1050 Rabren Road | United States | Alabama | Covington | Andalusia | 36420 | 0.87 | 0.85
188410 | 820077 | RT 215 | 01252 | FORT RUCKER | USACE |  | United States | Alabama | Covington | Andalusia | 36420 | 0.87 | 0.85
189821 | 821969 | 16935 RED OAK ROAD ANDALUSIA | 01252 | FORT RUCKER | USACE | 16935 Red Oak Road | United States | Alabama | Covington | Andalusia | 36420 | 0.87 | 0.85
5069 | 01A25 | FRANK F HORTON ANDALUSIA | 010NG | ALABAMA NATIONAL GUARD | ARGUARD | 1011 Prestwood Bridge Road | United States | Alabama | Covington | Andalusia | 36421 | 0.87 | 0.85
191525 | 01A26 | ANDALUSIA NATIONAL GUARD READINESS CENTER | 010NG | ALABAMA NATIONAL GUARD | ARGUARD | 1011 Prestwood Bridge Road | United States | Alabama | Covington | Andalusia | 36421 | 0.87 | 0.85
4957 | 01D20 | FLORALA | 010NG | ALABAMA NATIONAL GUARD | ARGUARD | Highway 54 E | United States | Alabama | Covington | Florala | 36442 | 0.87 | 0.85
7242 | 01742 | SGT JACK RICHBURG USARC | 01530 | 81ST RRC - ALABAMA | ARRES | 107 Kinston Highway | United States | Alabama | Covington | Opp | 36467 | 0.87 | 0.85
4756 | 01B50 | DOW SPORT BRANTLEY | 010NG | ALABAMA NATIONAL GUARD | ARGUARD | 17 Monroe Street | United States | Alabama | Crenshaw | Brantley | 36009 | 0.87 | 0.85
4611 | 01C47 | CULLMAN CSMS 2 | 010NG | ALABAMA NATIONAL GUARD | ARGUARD | 2340 Cherokee Avenue SW | United States | Alabama | Cullman | Cullman | 35055 | 0.87 | 0.85
4612 | 01348 | CULLMAN NG SPT FAC | 010NG | ALABAMA NATIONAL GUARD | ARGUARD | 704 23rd Street SW | United States | Alabama | Cullman | Cullman | 35055 | 0.87 | 0.85
185052 | 82387-10664 | 2ND AVENUE SW CULLMAN | 82387 | JOINT RECRUITING PROGRAM | USACE | 1726 2ND Avenue SW | United States | Alabama | Cullman | Cullman | 35055 | 0.87 | 0.85
191531 | 01C46 | CULLMAN NATIONAL GUARD READINESS CENTER | 010NG | ALABAMA NATIONAL GUARD | ARGUARD | 139 County Road 437 | United States | Alabama | Cullman | Cullman | 35055 | 0.87 | 0.85
188261 | 820285 | 198 X TROY HWY ARITON | 01252 | FORT RUCKER | USACE |  | United States | Alabama | Dale | Ariton | 36311 | 0.88 | 0.86
4205 | 01032 | CAIRNS BASEFIELD AL | 01252 | FORT RUCKER | ARACT |  | United States | Alabama | Dale | Daleville | 36322 | 0.88 | 0.86
9500 | 1725 | WILLIAM A HORNSBY DALEVILLE | 010NG | ALABAMA NATIONAL GUARD | ARGUARD | US Highway 84 E | United States | Alabama | Dale | Daleville | 36322 | 0.88 | 0.86
189960 | 822114 | 24 ROBERT C BARNES DALEVILLE | 01252 | FORT RUCKER | ARACT | 24 Robert C Barnes Street | United States | Alabama | Dale | Daleville | 36322 | 0.88 | 0.86
5224 | 01060 | GOLDBERG STAGEFIELD AL | 01252 | FORT RUCKER | ARACT | Dale County Road 16 | United States | Alabama | Dale | Ozark | 36360 | 0.88 | 0.86
5501 | 01070 | HUNT STAGEFIELD AL | 01252 | FORT RUCKER | ARACT | 0.5 miles West of the Intersection of Rt 18 and Rt 53 | United States | Alabama | Dale | Ozark | 36360 | 0.88 | 0.86
7086 | 01234 | RT-334 (RIDGELINE 06) AL | 01252 | FORT RUCKER | ARACT | Hawridge Road, 4 1/2 Miles West of Ozark | United States | Alabama | Dale | Ozark | 36360 | 0.88 | 0.86
5424 | 01F95 | HENRY B STEAGALL OZARK | 010NG | ALABAMA NATIONAL GUARD | ARGUARD | 3971 S US HWY 231 | United States | Alabama | Dale | Ozark | 36360 | 0.88 | 0.86
7085 | 01233 | RT-333 (RIDGELINE 02) AL | 01252 | FORT RUCKER | ARACT | 3 1/2 Miles S. of Pinckard. Access dirt Road off Dale Country Road 560 | United States | Alabama | Dale | Pinckard | 36371 | 0.88 | 0.86
6435 | 01260 | NEXRAD SITE AL | 01252 | FORT RUCKER | ARACT | South of the Intersection of Ammons Pond Rd and Rt 67 (Echo, AL) | United States | Alabama | Dale | Unknown | 36353 | 0.88 | 0.86
7088 | 01236 | RT-336 (RIDGELINE 08) AL | 01252 | FORT RUCKER | ARACT | State Hwy 27, Dale County 36 | United States | Alabama | Dale | Unknown | 36353 | 0.88 | 0.86
7218 | 01G50 | SELMA READINESS CENTER/FMS 18 | 010NG | ALABAMA NATIONAL GUARD | ARGUARD | 3443 U S Highway 80 W | United States | Alabama | Dallas | Selma | 36701 | 0.87 | 0.85
182492 | 82387-11698 | E HIGHLAND AVE SELMA | 82387 | JOINT RECRUITING PROGRAM | USACE | 1391 E Highland Avenue, Suites 116 & 117 | United States | Alabama | Dallas | Selma | 36701 | 0.87 | 0.85
5132 | 01D40 | FT SEQUOYAH FORT PAYNE | 010NG | ALABAMA NATIONAL GUARD | ARGUARD | 4300 Gault Avenue N | United States | Alabama | DeKalb | Fort Payne | 35967 | 0.87 | 0.85
183026 | 82387-11916 | GAULT AVE N FORT PAYNE | 82387 | JOINT RECRUITING PROGRAM | USACE | 2201 B Gault Avenue N | United States | Alabama | DeKalb | Fort Payne | 35967 | 0.87 | 0.85
191544 | 01D42 | FORT PAYNE NATIONAL GUARD READINESS CENTER | 010NG | ALABAMA NATIONAL GUARD | ARGUARD | 4206 Gault Ave N | United States | Alabama | DeKalb | Fort Payne | 35967 | 0.87 | 0.85
6921 | 01G85 | R DEWEY PIPER TALLASSEE | 010NG | ALABAMA NATIONAL GUARD | ARGUARD | 2382 Gilmer Avenue | United States | Alabama | Elmore | Tallassee | 36078 | 0.87 | 0.85
3130 | SPQM0001 | OTS TRAINING ANNEX SITE # 1 | PNQS | MAXWELL AIR FORCE BASE | AFACT | 245 Lakeland Drive | United States | Alabama | Elmore | Titus | 36080 | 0.87 | 0.85
5639 | 01H30 | JOHN M BODDIE WETUMPKA | 010NG | ALABAMA NATIONAL GUARD | ARGUARD | 8056 US Highway 231 | United States | Alabama | Elmore | Wetumpka | 36092 | 0.87 | 0.85
2400 | LWAD0001 | JORDAN LAKE SPACE SURVEILLANCE STATION | TDKA | PETERSON AFB | AFACT | Jones Corner Road | United States | Alabama | Elmore | Wetumpka | 36093 | 0.87 | 0.85
4888 | 01A70 | EUGENE NALL ATMORE | 010NG | ALABAMA NATIONAL GUARD | ARGUARD | 1401 Highway 31 W | United States | Alabama | Escambia | Atmore | 36502 | 0.87 | 0.85
684 | N60508-HA | NOLF BREWTON | N60508 | WHITING FIELD NAVAL AIR STATION | NAVACT | 205 Airport Road | United States | Alabama | Escambia | Brewton | 36426 | 0.87 | 0.85
4738 | 01B55 | DON BRYANT BREWTON | 010NG | ALABAMA NATIONAL GUARD | ARGUARD | 95 Airport Road | United States | Alabama | Escambia | Brewton | 36426 | 0.87 | 0.85
4438 | 01D45 | CLARENCE F RHEA GADSDEN | 010NG | ALABAMA NATIONAL GUARD | ARGUARD | 5323 Airport Road | United States | Alabama | Etowah | Gadsden | 35904 | 0.87 | 0.85
186322 | 801021 | GRAND AVENUE GADSDEN | 82387 | JOINT RECRUITING PROGRAM | USACE | 115 West Grand Avenue | United States | Alabama | Etowah | Gadsden | 35907 | 0.87 | 0.85
182482 | 82387-11022 | 600 BROAD ST GADSDEN | 82387 | JOINT RECRUITING PROGRAM | USACE | 600 Broad Street | United States | Alabama | Etowah | Gadsden | 35901 | 0.87 | 0.85
190768 | 823093 | 5098 MAIN STREET HOKES BLUFF | 70132 | INDEPENDENT DUTY HOUSING PROGRAM | USACE | 5098 Main Street | United States | Alabama | Etowah | Hokes Bluff | 35903 | 0.87 | 0.85
7564 | 01D15 | TOM BEVILL FAYETTE | 010NG | ALABAMA NATIONAL GUARD | ARGUARD | 6th Avenue NE | United States | Alabama | Fayette | Fayette | 35555 | 0.87 | 0.85
189278 | 820732 | 2677 REVELS FARM ROAD COFFEE SPRINGS | 11533 | US ARMY ENGINEER DISTRICT, MOBILE | USACE | 2677 Revels Farm Road | United States | Alabama | Geneva | Coffee Springs | 36318 | 0.88 | 0.86
5089 | 01D50 | FRED M FLEMING GENEVA | 010NG | ALABAMA NATIONAL GUARD | ARGUARD | 1308 W Maple Avenue | United States | Alabama | Geneva | Geneva | 36340 | 0.88 | 0.86
4737 | 01E15 | DOIL B SAWYER HARTFORD | 010NG | ALABAMA NATIONAL GUARD | ARGUARD |  | United States | Alabama | Geneva | Hartford | 36344 | 0.88 | 0.86
5442 | 01080 | HIGHBLUFF STAGEFIELD AL | 01252 | FORT RUCKER | ARACT | East of the Intersection of Iroquois Rd and CR-41 | United States | Alabama | Geneva | Hartford | 36344 | 0.88 | 0.86
5443 | 01085 | HIGHFALLS STAGEFIELD AL | 01252 | FORT RUCKER | ARACT | NE of the Intersection of CR-34 and CR 41 | United States | Alabama | Geneva | Hartford | 36344 | 0.88 | 0.86
188408 | 820131 | ROBERT PETERS | 01252 | FORT RUCKER | ARACT |  | United States | Alabama | Geneva | Hartford | 36344 | 0.88 | 0.86
7492 | 01300 | TAC X STAGEFIELD AL | 01252 | FORT RUCKER | ARACT | North of the Intersection of Revels Farm Rd and Rubin Morgan Rd | United States | Alabama | Geneva | Samson | 36477 | 0.88 | 0.86
7087 | 01235 | RT-335 (RIDGELINE 05) AL | 01252 | FORT RUCKER | ARACT | Henry County Road 83 | United States | Alabama | Henry | Headland | 36345 | 0.88 | 0.86
189952 | 822156 | 176 BLUFF SPRINGS ROAD COWARTS | 01252 | FORT RUCKER | ARACT | 176 Bluff Springs Road | United States | Alabama | Houston | Cowarts | 36321 | 0.88 | 0.86
4182 | 01C70 | BUNTIN PARSONS DOTHAN | 010NG | ALABAMA NATIONAL GUARD | ARGUARD | 1842 third AVE | United States | Alabama | Houston | Dothan | 36301 | 0.88 | 0.86
2329 | JXPJ0001 | DOTHAN REGIONAL AIRPORT ANG STATION SITE # 1 | FAKZ | MONTGOMERY REGIONAL AIRPORT ANG BASE | AFGUARD | 209 Wallace Drive NW | United States | Alabama | Houston | Dothan | 36303 | 0.88 | 0.86
7915 | 01562 | WILLIAM W EVANS USARC | 01530 | 81ST RRC - ALABAMA | ARRES | 507 Westgate Parkway | United States | Alabama | Houston | Dothan | 36303 | 0.88 | 0.86
7082 | 01230 | RT-330 (RIDGELINE 04) AL | 01252 | FORT RUCKER | ARACT |  | United States | Alabama | Houston | Dothan | 36305 | 0.88 | 0.86
7083 | 01231 | RT-331 (RIDGELINE 03) AL | 01252 | FORT RUCKER | ARACT | County Line Road | United States | Alabama | Houston | Dothan | 36305 | 0.88 | 0.86
7084 | 01232 | RT-332 (RIDGELINE 01) AL | 01252 | FORT RUCKER | ARACT |  | United States | Alabama | Houston | Dothan | 36305 | 0.88 | 0.86
7584 | 01360 | TOTH STAGEFIELD AL | 01252 | FORT RUCKER | ARACT | SW of the Intersection of Judge Rogue Rd and Hollis Dairy Rd | United States | Alabama | Houston | Dothan | 36305 | 0.88 | 0.86
170200 | 01382 | STORE FRONT RECRUITING-DOTHAN | 010NG | ALABAMA NATIONAL GUARD | ARGUARD |  | United States | Alabama | Houston | Dothan | 36301 | 0.88 | 0.86
183666 | 82387-13257 | W MAIN ST DOTHAN | 82387 | JOINT RECRUITING PROGRAM | USACE | 2323 W Main Street | United States | Alabama | Houston | Dothan | 36301 | 0.88 | 0.86
191533 | 01C71 | DOTHAN NATIONAL GUARD READINESS CENTER | 010NG | ALABAMA NATIONAL GUARD | ARGUARD | 1858 3rd Avenue | United States | Alabama | Houston | Dothan | 36301 | 0.88 | 0.86
185699 | 82387-12303 | MONTGOMERY HWY DOTHAN | 82387 | JOINT RECRUITING PROGRAM | USACE | 3245 Montgomery Highway Suite 204 | United States | Alabama | Houston | Dothan | 36303 | 0.88 | 0.86
3758 | 01010 | ALLEN STAGEFIELD AL | 01252 | FORT RUCKER | ARACT | NE of the Intersection of Windmill Rd and Wicksburg Rd | United States | Alabama | Houston | Newton | 36352 | 0.88 | 0.86
7201 | 01G45 | SCOTTSBORO READINESS CENTER | 010NG | ALABAMA NATIONAL GUARD | ARGUARD | 404 Cedar Hill Drive | United States | Alabama | Jackson | Scottsboro | 35768 | 0.87 | 0.85
183663 | 800256 | 209 MARKET STREET SCOTTSBORO | 82387 | JOINT RECRUITING PROGRAM | USACE | 209 Market Street | United States | Alabama | Jackson | Scottsboro | 35768 | 0.87 | 0.85
945 | N63043-AL | NOSC-MCRC BESSEMER AL | N63043 | MERIDIAN NAVAL AIR STATION | NAVACT | 1001 4th Avenue SW | United States | Alabama | Jefferson | Bessemer | 35022 | 0.87 | 0.85
187017 | 801020 | PROMENADE PARKWAY BESSEMER | 82387 | JOINT RECRUITING PROGRAM | USACE | 4835 Promenade Parkway | United States | Alabama | Jefferson | Bessemer | 35022 | 0.87 | 0.85
190373 | 822870 | 4567 CLUBVIEW DRIVE BESSEMER | 70132 | INDEPENDENT DUTY HOUSING PROGRAM | USACE | 4567 Clubview Drive | United States | Alabama | Jefferson | Bessemer | 35022 | 0.87 | 0.85
394 | N63043-AM | NOSC-MCRC BESSEMER 1 | N63043 | MERIDIAN NAVAL AIR STATION | NAVACT | 1001 4th Avenue SE | United States | Alabama | Jefferson | Bessemer | 35022 | 0.87 | 0.85
5268 | 01532 | GREEN SPRINGS USARC/AMSA #141 | 01530 | 81ST RRC - ALABAMA | ARRES | 1900 Green Springs Highway | United States | Alabama | Jefferson | Birmingham | 35205 | 0.87 | 0.85
189679 | 821785 | 2112 ELEVENTH AVE SOUTH BIRMINGHAM | 01252 | FORT RUCKER | ARACT | 2112 11th Avenue S, Birmingham | United States | Alabama | Jefferson | Birmingham | 35205 | 0.87 | 0.85
3718 | 01B00 | AFRC BIRMINGHAM | 010NG | ALABAMA NATIONAL GUARD | ARGUARD | 255 W Oxmoor Road | United States | Alabama | Jefferson | Birmingham | 35209 | 0.87 | 0.85
7741 | 01E40 | W C MULKEY HOMEWOOD | 010NG | ALABAMA NATIONAL GUARD | ARGUARD | 2601 Airport Boulevard | United States | Alabama | Jefferson | Birmingham | 35209 | 0.87 | 0.85
170668 | 01B30 | STORE FRONT RECRUITING OFFICE BIRMINGHAM | 010NG | ALABAMA NATIONAL GUARD | ARGUARD | 1676 Montclair Road | United States | Alabama | Jefferson | Birmingham | 35210 | 0.87 | 0.85
187491 | 801119 | MONTCLAIR ROAD BIRMINGHAM | 82387 | JOINT RECRUITING PROGRAM | USACE | 1676 Montclair Road | United States | Alabama | Jefferson | Birmingham | 35210 | 0.87 | 0.85
6251 | 0192A | MONTEVALLO ROAD USARC | 01530 | 81ST RRC - ALABAMA | ARRES | 2110 Montevallo Road | United States | Alabama | Jefferson | Birmingham | 35211 | 0.87 | 0.85
190745 | 823100 | 1580 MONTGOMERY HIGHWAY BIRMINGHAM | 82387 | JOINT RECRUITING PROGRAM | USACE | 1580 Montgomery Highway | United States | Alabama | Jefferson | Birmingham | 35216 | 0.87 | 0.85
1486 | BRKR0001 | BIRMINGHAM APRT SITE # 1 | BRKR | BIRMINGHAM AIRPORT | AFGUARD | 5401 East Lake Boulevard | United States | Alabama | Jefferson | Birmingham | 35217 | 0.87 | 0.85
3695 | 01B25 | AASF02 BIRMINGHAM | 010NG | ALABAMA NATIONAL GUARD | ARGUARD | 5701 East Lake Boulevard | United States | Alabama | Jefferson | Birmingham | 35217 | 0.87 | 0.85
5423 | 01B20 | BIRMINGHAM AFRC 2-AIRPORT | 010NG | ALABAMA NATIONAL GUARD | ARGUARD | 5700 East Lake Boulevard | United States | Alabama | Jefferson | Birmingham | 35217 | 0.87 | 0.85
6627 | 01B15 | OMS 11 BIRMINGHAM | 010NG | ALABAMA NATIONAL GUARD | ARGUARD | 5268 57th Street N | United States | Alabama | Jefferson | Birmingham | 35217 | 0.87 | 0.85
7101 | 01B05 | BIRMINGHAM AFRC 1-AIRPORT | 010NG | ALABAMA NATIONAL GUARD | ARGUARD | 5300 N 57th Street | United States | Alabama | Jefferson | Birmingham | 35217 | 0.87 | 0.85
191792 | BRKR0002 | BIRMINGHAM APRT SITE # 2 | BRKR | BIRMINGHAM AIRPORT | AFGUARD |  | United States | Alabama | Jefferson | Birmingham | 35217 | 0.87 | 0.85
186481 | 800503 | TRUSSVILLE CROSSINGS PARKWAY BIRMINGHAM | 82387 | JOINT RECRUITING PROGRAM | USACE | 5907 Trussville Crossing Parkway #119 | United States | Alabama | Jefferson | Birmingham | 35235 | 0.87 | 0.85
190335 | 822935 | 2800 RIVERVIEW RD BIRMINGHAM | 70132 | INDEPENDENT DUTY HOUSING PROGRAM | USACE | 2800 Riverview Road | United States | Alabama | Jefferson | Birmingham | 35242 | 0.87 | 0.85
5484 | 01533 | MG HORACE B HANSON USARC | 01530 | 81ST RRC - ALABAMA | ARRES | 1400 Golden Acorn Drive | United States | Alabama | Jefferson | Birmingham | 35244 | 0.87 | 0.85
185653 | 82387-10360 | 16TH AVE S BIRMINGHAM | 82387 | JOINT RECRUITING PROGRAM | USACE | 2100 16th Avenue S, Suite 100 Ash Place | United States | Alabama | Jefferson | Birmingham | 35204 | 0.87 | 0.85
182863 | 82387-10426 | 19TH ST S BIRMINGHAM | 82387 | JOINT RECRUITING PROGRAM | USACE | 401 19th Street S, Suite F | United States | Alabama | Jefferson | Birmingham | 35244 | 0.87 | 0.85
184726 | 82387-10264 | 1420 N BROOK DRIVE GARDENDALE | 82387 | JOINT RECRUITING PROGRAM | USACE | 1420 N Brook Drive | United States | Alabama | Jefferson | Gardendale | 35071 | 0.87 | 0.85
191546 | 01D47 | GARDENDALE NATIONAL GUARD READINESS CENTER | 010NG | ALABAMA NATIONAL GUARD | ARGUARD |  | United States | Alabama | Jefferson | Gardendale | 35071 | 0.87 | 0.85
187968 | 810079 | HIGHWAY 150 HOOVER | 82387 | JOINT RECRUITING PROGRAM | USACE | 2766 John Hawkins Parkway | United States | Alabama | Jefferson | Hoover | 35216 | 0.87 | 0.85
190682 | 822654 | 5684 PARK SIDE ROAD HOOVER | 70132 | INDEPENDENT DUTY HOUSING PROGRAM | USACE | 5684 Park Side Road | United States | Alabama | Jefferson | Hoover | 35244 | 0.87 | 0.85
191547 | 01E41 | HOOVER STOREFRONT - RECRUITING STATION | 010NG | ALABAMA NATIONAL GUARD | ARGUARD |  | United States | Alabama | Jefferson | Hoover | 35244 | 0.87 | 0.85
191603 | 01G93 | TRUSSVILLE NATIONAL GUARD READINESS CENTER | 010NG | ALABAMA NATIONAL GUARD | ARGUARD |  | United States | Alabama | Jefferson | Trussville | 35173 | 0.87 | 0.85
184411 | 82387-11479 | CENTERVIEW DR VESTAVIA HILLS | 82387 | JOINT RECRUITING PROGRAM | USACE | 100 Centerview Drive, Suite 248 | United States | Alabama | Jefferson | Vestavia Hills | 35216 | 0.87 | 0.85
7710 | 01H15 | VERNON | 010NG | ALABAMA NATIONAL GUARD | ARGUARD | 1364 Armory Road | United States | Alabama | Lamar | Vernon | 35592 | 0.87 | 0.85
4595 | 01D25 | CROMWELL PICKENS FLORENCE | 010NG | ALABAMA NATIONAL GUARD | ARGUARD | 4151 Helton Drive | United States | Alabama | Lauderdale | Florence | 35630 | 0.87 | 0.85
191545 | 01D26 | FLORENCE NATIONAL GUARD READINESS CENTER | 010NG | ALABAMA NATIONAL GUARD | ARGUARD | 4151 Helton Drive | United States | Alabama | Lauderdale | Florence | 35630 | 0.87 | 0.85
184698 | 82387-11568 | COX CREEK PKWY FLORENCE | 82387 | JOINT RECRUITING PROGRAM | USACE | 871 Cox Creek Parkway, Parkway Plaza | United States | Alabama | Lauderdale | Florence | 35630 | 0.87 | 0.85
191614 | 822904 | 200 LOCKHEED MARTIN WAY COURTLAND | 97742 |  |  | 200 Lockheed Martin Way | United States | Alabama | Lawrence | Courtland | 35618 | 0.87 | 0.85
5429 | 01F60 | HERMAN L BREWINGTON MOULTON | 010NG | ALABAMA NATIONAL GUARD | ARGUARD | 15089 Court Street | United States | Alabama | Lawrence | Moulton |  | 0.87 | 0.85
4383 | 01A80 | CHARLES A ROLLO AUBURN | 010NG | ALABAMA NATIONAL GUARD | ARGUARD | 1455 Shug Jordan Parkway | United States | Alabama | Lee | Auburn | 36832 | 0.87 | 0.85
191526 | 01A81 | AUBURN NATIONAL GUARD READINESS CENTER | 010NG | ALABAMA NATIONAL GUARD | ARGUARD | 1455 Shug Jordan Parkway | United States | Alabama | Lee | Auburn | 36832 | 0.87 | 0.85
187867 | 810007 | 1941 PANDA CT. AUBURN | 70132 | INDEPENDENT DUTY HOUSING PROGRAM | USACE | 1941 Panda Court | United States | Alabama | Lee | Auburn | 36832 | 0.87 | 0.85
189547 | 82387-12786 | S COLLEGE ST AUBURN | 82387 | JOINT RECRUITING PROGRAM | USACE | 2328 S College Street, Units 8,9 & 10 | United States | Alabama | Lee | Auburn | 36832 | 0.87 | 0.85
6639 | 01F81 | OPELIKA | 010NG | ALABAMA NATIONAL GUARD | ARGUARD | 300 Consumer Avenue | United States | Alabama | Lee | Opelika | 36801 | 0.87 | 0.85
7027 | 01732 | ROBERT R MARDE USARC | 01530 | 81ST RRC - ALABAMA | ARRES | 2001 Pepperell Parkway | United States | Alabama | Lee | Opelika | 36801 | 0.87 | 0.85
191599 | 01F82 | OPELIKA NATIONAL GUARD READINESS CENTER | 010NG | ALABAMA NATIONAL GUARD | ARGUARD | 300 Consumer Avenue | United States | Alabama | Lee | Opelika | 36801 | 0.87 | 0.85
4392 | 01A65 | CHARLES P BAILEY ATHENS | 010NG | ALABAMA NATIONAL GUARD | ARGUARD | 1402 Armory Street | United States | Alabama | Limestone | Athens | 35611 | 0.83 | 0.82
7542 | 01D35 | THOMAS H MOORER FORT DEPOSIT | 010NG | ALABAMA NATIONAL GUARD | ARGUARD | 320 Veterans Drive | United States | Alabama | Lowndes | Fort Deposit | 36032 | 0.87 | 0.85
1683 | FRFK0001 | EASTERN ALABAMA NEXRAD SITE SITE # 1 | PNQS | MAXWELL AIR FORCE BASE | AFACT | 170 West Selfridge Street | United States | Alabama | Macon | Franklin | 36444 | 0.87 | 0.85
3998 | 01H05 | BENJAMIN O DAVIS TUSKEGEE | 010NG | ALABAMA NATIONAL GUARD | ARGUARD | 1101 Gen Chappie James Avenue | United States | Alabama | Macon | Tuskegee | 36083 | 0.87 | 0.85
4460 | 01882 | CLEVELAND LEIGH ABBOTT USARC | 01530 | 81ST RRC - ALABAMA | ARRES | 2022 VA Hospital Road | United States | Alabama | Macon | Tuskegee | 36083 | 0.87 | 0.85
125 | M68479-0024 | HUNTSVILLE AL MCRC | M68479 | HDQTRS 4TH MARDIV NEW ORLEANS | MCRES | 3506 Memorial Parkway S | United States | Alabama | Madison | Huntsville | 35801 | 0.83 | 0.82
6947 | 01E47 | RAYMOND W JONES HUNTSVILLE | 010NG | ALABAMA NATIONAL GUARD | ARGUARD | 3514 Memorial Parkway S | United States | Alabama | Madison | Huntsville | 35801 | 0.83 | 0.82
188369 | 820101 | 7500 MEMORIAL PARKWAY HUNTSVILLE | 11533 | US ARMY ENGINEER DISTRICT, MOBILE | USACE | 7500 Memorial Parkway | United States | Alabama | Madison | Huntsville | 35801 | 0.83 | 0.82
188370 | 820056 | 7501 MEMORIAL PARKWAY HUNTSVILLE | 11533 | US ARMY ENGINEER DISTRICT, MOBILE | USACE | 7501 Memorial Parkway | United States | Alabama | Madison | Huntsville | 35801 | 0.83 | 0.82
191543 | 01E48 | HUNTSVILLE NATIONAL GUARD READINESS CENTER | 010NG | ALABAMA NATIONAL GUARD | ARGUARD | 3514 Memorial Parkway S | United States | Alabama | Madison | Huntsville | 35801 | 0.83 | 0.82
5511 | 01E45 | HUNTSVILLE | 010NG | ALABAMA NATIONAL GUARD | ARGUARD | 2824 Green Cove Road | United States | Alabama | Madison | Huntsville | 35803 | 0.83 | 0.82
5513 | 01743 | HUNTSVILLE USARC/AMSA #145(G) | 01530 | 81ST RRC - ALABAMA | ARRES | 2720 Patton Road | United States | Alabama | Madison | Huntsville | 35805 | 0.83 | 0.82
5578 | 01E50 | JACKSON M BALCH HUNTSVILLE | 010NG | ALABAMA NATIONAL GUARD | ARGUARD | 2499 Johnson Road SW | United States | Alabama | Madison | Huntsville | 35805 | 0.83 | 0.82
188547 | 820185 | 6000 TECHNOLOGY DRIVE HUNTSVILLE | 11533 | US ARMY ENGINEER DISTRICT, MOBILE | USACE | 6000 Technology Drive | United States | Alabama | Madison | Huntsville | 35805 | 0.83 | 0.82
190130 | 01E49 | HUNTSVILLE ARMED FORCES RESERVE CENTER | 010NG | ALABAMA NATIONAL GUARD | ARGUARD | 2720 Patton Road | United States | Alabama | Madison | Huntsville | 35805 | 0.83 | 0.82
188330 | 820054 | 4890 UNIVERSITY SQUARE HUNTSVILLE | 11533 | US ARMY ENGINEER DISTRICT, MOBILE | USACE | 4890 University Square | United States | Alabama | Madison | Huntsville | 35806 | 0.83 | 0.82
188357 | 820209 | 6726 ODYSSEY DRIVE HUNTSVILLE | 11533 | US ARMY ENGINEER DISTRICT, MOBILE | USACE | 6726 Odyssey Drive | United States | Alabama | Madison | Huntsville | 35806 | 0.83 | 0.82
1081 | N63043-HU | NMCB 24 HUNSTVILLE AL | N63043 | MERIDIAN NAVAL AIR STATION | NAVACT | 2724 Patton Road SW | United States | Alabama | Madison | Huntsville | 35808 | 0.83 | 0.82
190053 | 822175 | 206 FORREST OAK LN HUNTSVILLE | 70132 | INDEPENDENT DUTY HOUSING PROGRAM | USACE | 206 Forrest Oak Lane | United States | Alabama | Madison | Huntsville | 35811 | 0.83 | 0.82
188328 | 820187 | 4835 UNIVERSITY SQUARE | 11533 | US ARMY ENGINEER DISTRICT, MOBILE | USACE | 4835 University Square | United States | Alabama | Madison | Huntsville | 35816 | 0.83 | 0.82
188240 | 820192 | 151 JETPLEX HUNTSVILLE | 11533 | US ARMY ENGINEER DISTRICT, MOBILE | USACE | 151 Jetplex Boulevard Southwest | United States | Alabama | Madison | Huntsville | 35824 | 0.83 | 0.82
6964 | 01202 | REDSTONE ARSENAL | 01202 | REDSTONE ARSENAL | ARACT | Main entrance 0.5 miles south of intersection of Research Blvd and I-565 | United States | Alabama | Madison | Huntsville | 35898 | 0.83 | 0.82
185090 | 82387-10638 | 2801 MEMORIAL PARKWAY SOUTH HUNTSVILLE | 82387 | JOINT RECRUITING PROGRAM | USACE | 2801 Memorial Parkway S, Suite 148 | United States | Alabama | Madison | Huntsville | 35801 | 0.83 | 0.82
185089 | 82387-10090 | 1100 JORDAN LN HUNTSVILLE | 82387 | JOINT RECRUITING PROGRAM | USACE | 1100 Jordan Lane, Suites M & N | United States | Alabama | Madison | Huntsville | 35805 | 0.83 | 0.82
185852 | 82387-13126 | UNIVERSITY DR HUNTSVILLE 1 | 82387 | JOINT RECRUITING PROGRAM | USACE | 6125 University Drive, University Place | United States | Alabama | Madison | Huntsville | 35805 | 0.83 | 0.82
188390 | 820214 | 9668 MADISON BLVD SUITE 201 MADISON | 11533 | US ARMY ENGINEER DISTRICT, MOBILE | USACE | 9668 Madison Boulevard, Suite 201 | United States | Alabama | Madison | Madison | 35758 | 0.83 | 0.82
5120 | 01C60 | FT H W JOHNSON DEMOPOLIS | 010NG | ALABAMA NATIONAL GUARD | ARGUARD | 1701 Highway 43 S | United States | Alabama | Marengo | Demopolis | 36732 | 0.87 | 0.85
5916 | 01E82 | LINDEN | 010NG | ALABAMA NATIONAL GUARD | ARGUARD | 2400 E Coats Avenue | United States | Alabama | Marengo | Linden | 36749 | 0.87 | 0.85
5330 | 01E00 | HAMILTON | 010NG | ALABAMA NATIONAL GUARD | ARGUARD | 582 6th Street SW | United States | Alabama | Marion | Hamilton | 35570 | 0.87 | 0.85
5703 | 01E01 | KD RANGE | 010NG | ALABAMA NATIONAL GUARD | ARGUARD | 315 Bexar Avenue E | United States | Alabama | Marion | Hamilton | 35570 | 0.87 | 0.85
5636 | 01H35 | FORT OSCAR L. ADAMS WINFIELD | 010NG | ALABAMA NATIONAL GUARD | ARGUARD | 707 Rockridge Road | United States | Alabama | Marion | Winfield | 35594 | 0.87 | 0.85
7900 | 01A41 | WILBURN B FOWLER ARAB | 010NG | ALABAMA NATIONAL GUARD | ARGUARD | 20690 Gravelly Lane | United States | Alabama | Marshall | Arab | 35016 | 0.87 | 0.85
183958 | 82387-11961 | GUNTER AVE GUNTERSVILLE | 82387 | JOINT RECRUITING PROGRAM | USACE | 1208 A Gunter Avenue | United States | Alabama | Marshall | Guntersville | 35976 | 0.87 | 0.85
189018 | 820691 | 11521 US HIGHWAY 431 GUNTERSVILLE | 82387 | JOINT RECRUITING PROGRAM | USACE | 11521 US Highway 431 | United States | Alabama | Marshall | Guntersville | 35976 | 0.87 | 0.85
191596 | 01D91 | NORTH MARSHALL COUNTY NATIONAL GUARD READINESS CENTER | 010NG | ALABAMA NATIONAL GUARD | ARGUARD |  | United States | Alabama | Marshall | Guntersville | 35976 | 0.87 | 0.85
6920 | 01A10 | RC DAVIS ALBERTVILLE | 010NG | ALABAMA NATIONAL GUARD | ARGUARD | 505 E McKinney Avenue | United States | Alabama | Marshall | Unknown | 35950 | 0.87 | 0.85
9473 | 01180 | ERVIN A BYRD CITRONELLE | 010NG | ALABAMA NATIONAL GUARD | ARGUARD | 17530 Celeste Road | United States | Alabama | Mobile | Citronelle | 36522 | 0.86 | 0.84
4901 | 01F11 | AFRC MOBILE | 010NG | ALABAMA NATIONAL GUARD | ARGUARD | 1620 South Broad Street | United States | Alabama | Mobile | Mobile | 36605 | 0.86 | 0.84
5134 | 01F10 | FT WHITING MOBILE | 010NG | ALABAMA NATIONAL GUARD | ARGUARD | 1630 South Broad Street | United States | Alabama | Mobile | Mobile | 36605 | 0.86 | 0.84
6628 | 01F12 | OMS 28 29 MOBILE | 010NG | ALABAMA NATIONAL GUARD | ARGUARD | 1622 South Broad Street | United States | Alabama | Mobile | Mobile | 36605 | 0.86 | 0.84
7973 | 1632 | WRIGHT USARC/AMSA #151(G) | 01530 | 81ST RRC - ALABAMA | ARRES |  | United States | Alabama | Mobile | Mobile | 36605 | 0.86 | 0.84
191598 | 01F13 | WEST MOBILE NATIONAL GUARD READINESS CENTER | 010NG | ALABAMA NATIONAL GUARD | ARGUARD |  | United States | Alabama | Mobile | Mobile | 36605 | 0.86 | 0.84
3691 | 01F19 | AASF 3 BATES FIELD MOBILE | 010NG | ALABAMA NATIONAL GUARD | ARGUARD | 9055 Tanner Williams Road | United States | Alabama | Mobile | Mobile | 36608 | 0.86 | 0.84
3852 | 01F18 | ARNG/USAR CTR | 010NG | ALABAMA NATIONAL GUARD | ARGUARD | 8400 Airport Boulevard | United States | Alabama | Mobile | Mobile | 36608 | 0.86 | 0.84
3841 | 1514 | ARLINGTON POINT USARC | 01530 | 81ST RRC - ALABAMA | ARRES |  | United States | Alabama | Mobile | Mobile | 36615 | 0.86 | 0.84
7248 | 0111A | SGT WILLIAM W SEAY USARC | 01530 | 81ST RRC - ALABAMA | ARRES | 1900 Commanders Drive | United States | Alabama | Mobile | Mobile | 36615 | 0.86 | 0.84
187837 | 810075 | 1065 S. SCHILLINGER RD MOBILE | 82387 | JOINT RECRUITING PROGRAM | USACE | 1065 Schillinger Road S | United States | Alabama | Mobile | Mobile | 36695 | 0.86 | 0.84
188151 | 820011 | 2225 BRITTANY DR MOBILE | 70132 | INDEPENDENT DUTY HOUSING PROGRAM | USACE | 2225 Brittany Drive | United States | Alabama | Mobile | Mobile | 36695 | 0.86 | 0.84
188256 | 820353 | 1833 RACHAEL DR W MOBILE | 70132 | INDEPENDENT DUTY HOUSING PROGRAM | USACE | 1833 Rachael Drive | United States | Alabama | Mobile | Mobile | 36695 | 0.86 | 0.84
190517 | 822720 | 3035 PLANTATION WEST MOBILE | 70132 | INDEPENDENT DUTY HOUSING PROGRAM | USACE | 3035 Plantation Drive West | United States | Alabama | Mobile | Mobile | 36695 | 0.86 | 0.84
190566 | 822800 | 7900 PARK PLACE NORTH MOBILE | 70132 | INDEPENDENT DUTY HOUSING PROGRAM | USACE | 7900 Park Place Drive North | United States | Alabama | Mobile | Mobile | 36695 | 0.86 | 0.84
185104 | 01530-10021 | BROOKLEY COMPLEX MOBILE | 01530 | 81ST RRC - ALABAMA | ARRES |  | United States | Alabama | Mobile | Mobile | 36601 | 0.86 | 0.84
191577 | N00204-MB | MOBILE SHIPYARD | N00204 | PENSACOLA NAVAL AIR STATION | NAVACT |  | United States | Alabama | Mobile | Mobile | 36602 | 0.88 | 0.86
170197 | 01981 | STORE FRONT RECRUITING - MOBILE | 010NG | ALABAMA NATIONAL GUARD | ARGUARD | 3201 Bel Air Boulevard | United States | Alabama | Mobile | Mobile | 36606 | 0.86 | 0.84
185099 | 82387-11582 | DAUPHIN ST MOBILE | 82387 | JOINT RECRUITING PROGRAM | USACE | 3280 Dauphin Street, Bldg C Suite 105A | United States | Alabama | Mobile | Mobile | 36606 | 0.86 | 0.84
185106 | 82387-12893 | SAGE AVE MOBILE | 82387 | JOINT RECRUITING PROGRAM | USACE | 305-307 Sage Avenue | United States | Alabama | Mobile | Mobile | 36606 | 0.86 | 0.84
185821 | 82387-12894 | SAGE AVE MOBILE 1 | 82387 | JOINT RECRUITING PROGRAM | USACE | 311A-B Sage Avenue | United States | Alabama | Mobile | Mobile | 36606 | 0.86 | 0.84
190707 | 822793 | 8279 MOSSBERG DRIVE NORTH THEODORE | 70132 | INDEPENDENT DUTY HOUSING PROGRAM | USACE | 8279 Mossberg Drive North | United States | Alabama | Mobile | Theodore | 36582 | 0.86 | 0.84
5133 | 01F25 | FT SHORT MILLSAP MONROEVILLE | 010NG | ALABAMA NATIONAL GUARD | ARGUARD | 865 W Clairborne Street | United States | Alabama | Monroe | Monroeville | 36460 | 0.87 | 0.85
1344 | JUBJ0001 | MAXWELL AIR FORCE BASE GUNTER ANNEX SITE # 1 | PNQS | MAXWELL AIR FORCE BASE | AFACT | 250 Northern Boulevard | United States | Alabama | Montgomery | Gunter AFB | 36114 | 0.90 | 0.88
188949 | JUBJ0002 | LEASED DATA ASSETS | PNQS | MAXWELL AIR FORCE BASE | AFACT | 250 Northern Blvd | United States | Alabama | Montgomery | Gunter AFB | 36114 | 0.90 | 0.88
6923 | 01F45 | R W SHEPHERD HOPE HULL | 010NG | ALABAMA NATIONAL GUARD | ARGUARD | 4555 Bobby W Hogan | United States | Alabama | Montgomery | Hope Hull | 36043 | 0.88 | 0.86
2777 | PNQS0001 | MAXWELL AFB SITE # 1 | PNQS | MAXWELL AIR FORCE BASE | AFACT | 50 Lemay Plaza | United States | Alabama | Montgomery | Maxwell AFB | 36112 | 0.90 | 0.88
188950 | PNQS0002 | LEASED DATA ASSET | PNQS | MAXWELL AIR FORCE BASE | AFACT | 50 Lemay Plaza | United States | Alabama | Montgomery | Maxwell AFB | 36112 | 0.90 | 0.88
1346 | ABAA0001 | ABSTON ANG STATION SITE # 1 | FAKZ | MONTGOMERY REGIONAL AIRPORT ANG BASE | AFGUARD | 1000 Air Base Boulevard NW | United States | Alabama | Montgomery | Montgomery | 36108 | 0.88 | 0.86
1646 | FAKZ0001 | MONTGOMERY REGIONAL AIRPORT ANG BASE # 1 | FAKZ | MONTGOMERY REGIONAL AIRPORT ANG BASE | AFGUARD | 5187 Selma Highway SW | United States | Alabama | Montgomery | Montgomery | 36108 | 0.88 | 0.86
7775 | 01121 | WAREHOUSE MONTGOMERY | 13025 | FORT BENNING | ARACT | NE of the Intersection of Kershaw St and Brewbaker Ave | United States | Alabama | Montgomery | Montgomery | 36108 | 0.88 | 0.86
7952 | 01F31 | WMDCST MONTGOMERY | 010NG | ALABAMA NATIONAL GUARD | ARGUARD | 3101 Tine Avenue | United States | Alabama | Montgomery | Montgomery | 36108 | 0.88 | 0.86
4033 | 01589 | BG WILLIAM P SCREWS USARC | 01530 | 81ST RRC - ALABAMA | ARRES | 4050 Atlanta Highway | United States | Alabama | Montgomery | Montgomery | 36109 | 0.88 | 0.86
4663 | 01642 | DAVID MONIAC USARC/AMSA 152(G) | 01530 | 81ST RRC - ALABAMA | ARRES | 2775 Gunter Park Drive West | United States | Alabama | Montgomery | Montgomery | 36109 | 0.88 | 0.86
5630 | 01F50 | JFHQ - SMD | 010NG | ALABAMA NATIONAL GUARD | ARGUARD | 1720 Cong W L Dickinson Drive | United States | Alabama | Montgomery | Montgomery | 36109 | 0.88 | 0.86
7516 | 01F35 | TAYLOR HARDIN MONTGOMERY | 010NG | ALABAMA NATIONAL GUARD | ARGUARD | 902 River Road | United States | Alabama | Montgomery | Montgomery | 36117 | 0.88 | 0.86
126 | M68479-0025 | MONTGOMERY AL | M68479 | HDQTRS 4TH MARDIV NEW ORLEANS | MCACT | 1650 Federal Drive | United States | Alabama | Montgomery | Montgomery | 36107 | 0.88 | 0.86
5118 | 01F57 | FT GEORGE C WALLACE MONTGOMERY | 010NG | ALABAMA NATIONAL GUARD | ARGUARD | 1750 Cong W L Dickenson Drive | United States | Alabama | Montgomery | Montgomery | 36109 | 0.88 | 0.86
184729 | 710463 | 705 MCDONALD STREET MONTGOMERY | 66155 |  | USACE | 705 McDonald Street | United States | Alabama | Montgomery | Montgomery | 36114 | 0.88 | 0.86
170198 | 01868 | STORE FRONT RECRUITING - MONTGOMERY | 010NG | ALABAMA NATIONAL GUARD | ARGUARD | 2937 Eastern Boulevard | United States | Alabama | Montgomery | Montgomery | 36116 | 0.88 | 0.86
184732 | 82387-11791 | EASTERN BLVD MONTGOMERY 1 | 82387 | JOINT RECRUITING PROGRAM | USACE | 2937 Eastern Boulevard | United States | Alabama | Montgomery | Montgomery | 36116 | 0.88 | 0.86
191337 | 823139 | 3453 MALCOLM DRIVE MONTGOMERY | 82387 | JOINT RECRUITING PROGRAM | USACE | 3453 Malcolm Drive | United States | Alabama | Montgomery | Montgomery | 36117 | 0.88 | 0.86
184733 | 82387-11547 | COPPERFIELD DR MONTGOMERY | 82387 | JOINT RECRUITING PROGRAM | USACE | 7203 Copperfield Drive | United States | Alabama | Montgomery | Montgomery | 36117 | 0.88 | 0.86
185797 | 82387-11790 | EASTERN BLVD MONTGOMERY | 82387 | JOINT RECRUITING PROGRAM | USACE | 500 Eastern Boulevard | United States | Alabama | Montgomery | Montgomery | 36117 | 0.88 | 0.86
2460 | MPCP0001 | MONTGOMERY ANG STATION SITE # 1 | FAKZ | MONTGOMERY REGIONAL AIRPORT ANG BASE | AFGUARD | 1000 Old Hayneville Road NW | United States | Alabama | Montgomery | Unknown | 36108 | 0.88 | 0.86
3719 | 01C55 | AFRC QUARLES FLOWERS DECATUR | 010NG | ALABAMA NATIONAL GUARD | ARGUARD | 1848 Beltline Road SW | United States | Alabama | Morgan | Decatur | 35601 | 0.83 | 0.82
183665 | 711214 | 2314 6TH AVENUE SE DECATUR | 82387 | JOINT RECRUITING PROGRAM | USACE | 2314 6th Avenue SE | United States | Alabama | Morgan | Decatur | 35601 | 0.83 | 0.82
191256 | 01C56 | DECATUR ARMY NATIONAL GUARD | 010NG | ALABAMA NATIONAL GUARD | ARGUARD |  | United States | Alabama | Morgan | Decatur | 35603 | 0.83 | 0.82
6075 | 01F00 | MARION | 010NG | ALABAMA NATIONAL GUARD | ARGUARD | 123 Magnolia Drive | United States | Alabama | Perry | Marion | 36756 | 0.87 | 0.85
3754 | 01A20 | ALICEVILLE | 010NG | ALABAMA NATIONAL GUARD | ARGUARD | 539 Memorial Parkway NW | United States | Alabama | Pickens | Aliceville | 35442 | 0.87 | 0.85
5233 | 01586 | GORDO USARC | 01530 | 81ST RRC - ALABAMA | ARRES | 25266 Highway 82 | United States | Alabama | Pickens | Gordo | 35466 | 0.87 | 0.85
7844 | 01B70 | WENDELL K TAYLOR BRUNDIDGE | 010NG | ALABAMA NATIONAL GUARD | ARGUARD | Armory Drive | United States | Alabama | Pike | Brundidge | 36010 | 0.88 | 0.86
188396 | 820279 | BRUNDIDGE | 01252 | FORT RUCKER | ARACT |  | United States | Alabama | Pike | Brundidge | 36010 | 0.88 | 0.86
188576 | 820396 | RT 401 | 01252 | FORT RUCKER | ARACT |  | United States | Alabama | Pike | Brundidge | 36010 | 0.88 | 0.86
188577 | 820371 | RT 402 | 01252 | FORT RUCKER | ARACT |  | United States | Alabama | Pike | Brundidge | 36010 | 0.88 | 0.86
6931 | 01G90 | RALPH W ADAMS TROY | 010NG | ALABAMA NATIONAL GUARD | ARGUARD | 202 S George Wallace Drive | United States | Alabama | Pike | Troy | 36081 | 0.88 | 0.86
191602 | 01G91 | TROY NATIONAL GUARD READINESS CENTER | 010NG | ALABAMA NATIONAL GUARD | ARGUARD |  | United States | Alabama | Pike | Troy | 36081 | 0.88 | 0.86
6758 | 1852 | PFC GRADY C ANDERSON USARC | 01530 | 81ST RRC - ALABAMA | ARRES |  | United States | Alabama | Pike | Troy | 36079 | 0.88 | 0.86
189156 | 820355 | RT 244 | 01252 | FORT RUCKER | ARACT |  | United States | Alabama | Pike | Troy | 36079 | 0.88 | 0.86
189732 | 821853 | 1716 COUNTY ROAD 2233 TROY | 01252 | FORT RUCKER | ARACT |  | United States | Alabama | Pike | Troy | 36079 | 0.88 | 0.86
183961 | 82387-11179 | 800 HIGHWAY 231 S. TROY | 82387 | JOINT RECRUITING PROGRAM | USACE | 800 Highway 231 S, Suites A,B,&C | United States | Alabama | Pike | Troy | 36081 | 0.88 | 0.86
4983 | 01022 | FORT BENNING AL | 13025 | FORT BENNING | ARACT | Intersection S Dixie Rd and 101 Airborne Division Rd | United States | Alabama | Russell | Fort Mitchell | 36856 | 0.87 | 0.85
5566 | 01G10 | JABE BRASSELL PHENIX CITY | 010NG | ALABAMA NATIONAL GUARD | ARGUARD | 3614 S Railroad Street | United States | Alabama | Russell | Phenix City | 36867 | 0.87 | 0.85
191600 | 01G11 | PHENIX CITY NATIONAL GUARD READINESS CENTER | 010NG | ALABAMA NATIONAL GUARD | ARGUARD |  | United States | Alabama | Russell | Phenix City | 36867 | 0.87 | 0.85
183925 | 800251 | HIGHWAY 31 ALABASTER | 82387 | JOINT RECRUITING PROGRAM | USACE | 750 Colonial Promenade Parkway | United States | Alabama | Shelby | Alabaster | 35007 | 0.87 | 0.85
190389 | 823006 | 5299 VALLEYDALE RD BIRMINGHAM | 82387 | JOINT RECRUITING PROGRAM | USACE | 5299 Valleydale Road Birmingham | United States | Alabama | Shelby | Birmingham | 35242 | 0.87 | 0.85
4210 | 01B80 | CALERA | 010NG | ALABAMA NATIONAL GUARD | ARGUARD | 8088 Highway 31 | United States | Alabama | Shelby | Calera | 35040 | 0.87 | 0.85
191527 | 01B81 | CALERA NATIONAL GUARD READINESS CENTER | 010NG | ALABAMA NATIONAL GUARD | ARGUARD |  | United States | Alabama | Shelby | Calera | 35040 | 0.87 | 0.85
191528 | 01C10 | CHELSEA NATIONAL GUARD READINESS CENTER | 010NG | ALABAMA NATIONAL GUARD | ARGUARD |  | United States | Alabama | Shelby | Chelsea | 35043 | 0.87 | 0.85
190314 | 822655 | 2015 WILD FLOWER DR HOOVER | 70132 | INDEPENDENT DUTY HOUSING PROGRAM | USACE | 2015 Wild Flower Drive | United States | Alabama | Shelby | Hoover | 35244 | 0.87 | 0.85
5426 | 01G03 | HENRY H COBB JR PELHAM | 010NG | ALABAMA NATIONAL GUARD | ARGUARD | 1000 Yeager Parkway | United States | Alabama | Shelby | Pelham | 35124 | 0.87 | 0.85
7726 | 01H20 | VINCENT | 010NG | ALABAMA NATIONAL GUARD | ARGUARD | 2560 S Delsea Drive | United States | Alabama | Shelby | Vincent | 35178 | 0.87 | 0.85
7358 | 01G65 | SPRINGVILLE | 010NG | ALABAMA NATIONAL GUARD | ARGUARD | 125 S 700 E | United States | Alabama | St. Clair | Springville | 35146 | 0.87 | 0.85
3808 | 01602 | ANDREW LESLIE JACKSON USARC | 01530 | 81ST RRC - ALABAMA | ARRES | 717 N Washington Street | United States | Alabama | Sumter | Livingston | 35470 | 0.87 | 0.85
191588 | 01E86 | LIVINGSTON NATIONAL GUARD READINESS CENTER | 010NG | ALABAMA NATIONAL GUARD | ARGUARD |  | United States | Alabama | Sumter | Livingston | 35470 | 0.87 | 0.85
5563 | 01C15 | IVAN R SMITH CHILDERSBURG | 010NG | ALABAMA NATIONAL GUARD | ARGUARD | 10 Patricia Drive | United States | Alabama | Talladega | Childersburg | 35044 | 0.87 | 0.85
7486 | 01G75 | SYLACAUGA | 010NG | ALABAMA NATIONAL GUARD | ARGUARD | 12860 Arroyo Street | United States | Alabama | Talladega | Sylacauga | 35150 | 0.87 | 0.85
5835 | 01G80 | LAURIS D GRAVES TALLADEGA | 010NG | ALABAMA NATIONAL GUARD | ARGUARD | 518 Broadway Avenue | United States | Alabama | Talladega | Talladega | 35161 | 0.87 | 0.85
188885 | 820779 | 813 E BATTLE ST | 82387 | JOINT RECRUITING PROGRAM | USACE | 813 E Battle Street | United States | Alabama | Talladega | Talladega | 35160 | 0.87 | 0.85
185714 | 01530-10033 | SHOAL CREEK TALLADEGA | 01530 | 81ST RRC - ALABAMA | ARRES | Shoal Creek Talladega Ranger Dis | United States | Alabama | Talladega | Talladega | 35161 | 0.87 | 0.85
6002 | 01A15 | M W SPEAKS ALEXANDER CITY | 010NG | ALABAMA NATIONAL GUARD | ARGUARD | Sugar Creek Road | United States | Alabama | Tallapoosa | Alexander City | 35010 | 0.87 | 0.85
190789 | 821769 | 652 DEAN ROAD ALEXANDER CITY | 82387 | JOINT RECRUITING PROGRAM | USACE | 652 Dean Road | United States | Alabama | Tallapoosa | Alexander City | 35010 | 0.87 | 0.85
6573 | 01F71 | NORTHPORT | 010NG | ALABAMA NATIONAL GUARD | ARGUARD | 2509 44th Avenue | United States | Alabama | Tuscaloosa | Northport | 35476 | 0.87 | 0.85
4943 | 01872 | FINNELL AFRC/AMSA #154(G) | 01530 | 81ST RRC - ALABAMA | ARRES | 2627 10th Avenue | United States | Alabama | Tuscaloosa | Tuscaloosa | 35401 | 0.87 | 0.85
188196 | 01965 | TUSCALOOSA AFRC | 01530 | 81ST RRC - ALABAMA | ARRES | 9900 Higway 69 South | United States | Alabama | Tuscaloosa | Tuscaloosa | 35405 | 0.87 | 0.85
170199 | 01706 | STORE FRONT RECRUITING - TUSCALOOSA | 010NG | ALABAMA NATIONAL GUARD | ARGUARD | 1241 McFarland Boulevard # D-1,D-2,D-3,D-4 | United States | Alabama | Tuscaloosa | Tuscaloosa | 35401 | 0.87 | 0.85
182871 | 82387-11839 | FED BLDG RM 144 TUSCALOOSA | 82387 | JOINT RECRUITING PROGRAM | USACE | Federal Building Room 144 | United States | Alabama | Tuscaloosa | Tuscaloosa | 35401 | 0.87 | 0.85
182872 | 82387-13123 | UNIVERSITY BLVD TUSCALOOSA | 82387 | JOINT RECRUITING PROGRAM | USACE | 225 University Boulivard, Suite 107 | United States | Alabama | Tuscaloosa | Tuscaloosa | 35401 | 0.87 | 0.85
191604 | 01G96 | TUSCALOOSA NATIONAL GUARD READINESS CENTER | 010NG | ALABAMA NATIONAL GUARD | ARGUARD |  | United States | Alabama | Tuscaloosa | Tuscaloosa | 35401 | 0.87 | 0.85
191605 | 01H01 | STORE FRONT RECRUITING - TUSCALOOSA | 010NG | ALABAMA NATIONAL GUARD | ARGUARD |  | United States | Alabama | Tuscaloosa | Tuscaloosa | 35401 | 0.87 | 0.85
182870 | 82387-10178 | 1241 MCFARLAND BLVD TUSCALOOSA | 82387 | JOINT RECRUITING PROGRAM | USACE | 1241 McFarland Boulevard # D-1,D-2,D-3,D-4 | United States | Alabama | Tuscaloosa | Tuscaloosa | 35404 | 0.87 | 0.85
5027 | 01102 | FORT MCCLELLAN | 01102 | FORT MCCLELLAN | ARACT | 6 MI NE HWY 21 | United States | Alabama | Unknown | Unknown | 36205 | 0.84 | 0.83
6373 | 01E65 | JASPER READINESS CENTER | 010NG | ALABAMA NATIONAL GUARD | ARGUARD | 2901 Highway 69 S | United States | Alabama | Walker | Jasper | 35502 | 0.87 | 0.85
5605 | 01597 | JASPER USARC | 01530 | 81ST RRC - ALABAMA | ARRES | 1010 11th Street NE | United States | Alabama | Walker | Jasper | 35504 | 0.87 | 0.85
186924 | 82387-12043 | HWY 78 EAST JASPER | 82387 | JOINT RECRUITING PROGRAM | USACE | Highway 78 East | United States | Alabama | Walker | Jasper | 35501 | 0.87 | 0.85
4221 | 01B85 | CAMDEN | 010NG | ALABAMA NATIONAL GUARD | ARGUARD | 327 Whiskey Run Road | United States | Alabama | Wilcox | Camden | 36726 | 0.87 | 0.85
4746 | 01C75 | DOUBLE SPRINGS | 010NG | ALABAMA NATIONAL GUARD | ARGUARD | 23415 Highway 195 | United States | Alabama | Winston | Double Springs | 35553 | 0.87 | 0.85
9464 | 01657 | AFRC HALEYVILLE | 010NG | 877TH ENGINEER BATTALION | ARGUARD | 4991 Newburg Road | United States | Alabama | Winston | Haleyville | 35565-4991 | 0.87 | 0.85
1604 | ECMV0001 | COLD BAY LONG RANGE RADAR SITE SITE # 1 | VNMH | EARECKSON AIR STATION | AFACT | 300 Main Road | United States | Alaska | Aleutians East | Cold Bay | 99571 | 4.55 | 4.25
225 | N69169 | CSO NAF ADAK AK | N69169 | ADAK NAVAL AIR FACILITY | NAVACT | 1 Main Road | United States | Alaska | Aleutians West | Adak Station | 99546 | 4.55 | 4.25
3272 | VNMH0001 | EARECKSON AS SITE # 1 | VNMH | EARECKSON AIR STATION | AFACT | 600 Alaska Way | United States | Alaska | Aleutians West | Eareckson | 99546 | 4.55 | 4.25
3077 | RWSJ0001 | NIKOLSKI RADIO RELAY SITE SITE # 1 | VNMH | EARECKSON AIR STATION | AFACT | 0 Main Road | United States | Alaska | Aleutians West | Nikolski | 99638 | 4.55 | 4.25
1665 | FLUH0001 | DRIFTWOOD BAY RADIO RELAY SITE SITE # 1 | VNMH | EARECKSON AIR STATION | AFACT | 0 Main Road | United States | Alaska | Aleutians West | Unalaska | 99685 | 4.55 | 4.25
1398 | AQYX0001 | ATTU RESEARCH SITE SITE # 1 | FTQW | EIELSON AIR FORCE BASE | AFACT | 520 Attu Bluff | United States | Alaska | Aleutians West | Unknown | 99702 | 4.88 | 4.47
188093 | 810232 | 1106 NORTH MULDOON ANCHORAGE | 82387 | JOINT RECRUITING PROGRAM | USACE | 1118 North Muldoon Road | United States | Alaska | Anchorage | Anchorage | 99502 | 2.01 | 2
190444 | 02D95 | ANCHORAGE INTERNATIONAL AIRPORT | 020NG | ALASKA NATIONAL GUARD | ARGUARD |  | United States | Alaska | Anchorage | Anchorage | 99502 | 2.01 | 2
190913 | 823387 | 1118 N. MULDOON RD ANCHORAGE | 82387 | JOINT RECRUITING PROGRAM | USACE | 1118 North Muldoon Road | United States | Alaska | Anchorage | Anchorage | 99502 | 2.01 | 2
187478 | 710153 | 1717 C STREET ANCHORAGE | 66155 |  | USACE | 1717 C Street, MEPS Facility | United States | Alaska | Anchorage | Anchorage | 99501 | 2.01 | 2
191895 | 824305 | 801 B STREET ANCHORAGE | 82387 | JOINT RECRUITING PROGRAM | USACE | 801 B Street | United States | Alaska | Anchorage | Anchorage | 99503 | 2.01 | 2
184938 | 82387-10135 | 11823 OLD GLENN HIGHWAY ANCHORAGE | 82387 | JOINT RECRUITING PROGRAM | USACE | 11823 Old Glenn Highway, Eagle Plaza | United States | Alaska | Anchorage | Anchorage | 99504 | 2.01 | 2
184937 | 82387-11677 | E DIMOND BLVD ANCHORAGE | 82387 | JOINT RECRUITING PROGRAM | USACE | 800 E. Dimond Boulevard, Dimond Center | United States | Alaska | Anchorage | Anchorage | 99515 | 2.01 | 2
188664 | 820845 | 12512 OLD GLENN HWY, EAGLE RIVER, AK | 82387 | JOINT RECRUITING PROGRAM | USACE | 12512 Old Glenn Highway, Eagle River, AK | United States | Alaska | Anchorage | Eagle River | 99577 | 2.01 | 2
184940 | 020NG-10001 | EAGLE RIVER SFRO | 020NG | ALASKA NATIONAL GUARD | ARGUARD |  | United States | Alaska | Anchorage | Eagle River | 99577-7734 | 2.01 | 2
1821 | FXSB0001 | ELMENDORF AFB SITE # 1 | FXSB | ELMENDORF AIR FORCE BASE | AFACT | Heritage Circle | United States | Alaska | Anchorage | Elmendorf AFB | 99506 | 2.05 | 2.04
187989 | FXSB0002 | ELMENDORF AFB SITE # 2 | FXSB | ELMENDORF AIR FORCE BASE | AFACT |  | United States | Alaska | Anchorage | Elmendorf AFB | 99506 | 2.05 | 2.04
185108 | 82387-10534 | 22D ST ELMENDORF AFB | 82387 | JOINT RECRUITING PROGRAM | USACE | 10480 22nd Street, RM 160/161 | United States | Alaska | Anchorage | Elmendorf AFB | 99506 | 2.05 | 2.04
4830 | EKMG0001 | EKLUTNA MOUNTAIN GLACIER SITE | FXSB | ELMENDORF AIR FORCE BASE | ARACT | South of Eklutna Lake | United States | Alaska | Anchorage | Fort Richardson | 99505 | 2.05 | 2.04
5043 | HJZH0001 | FORT RICHARDSON | FXSB | ELMENDORF AIR FORCE BASE | ARACT | Glenn Highway | United States | Alaska | Anchorage | Fort Richardson | 99505 | 2.05 | 2.04
2452 | MLRV0001 | TED STEVENS IAP SITE # 1 | MLRV | TED STEVENS INTERNATIONAL AIRPORT | AFGUARD | 5005 Raspberry Road | United States | Alaska | Anchorage | Unknown | 99502 | 2.01 | 2
6436 | 02451 | NG AKIACHAK ARMORY | 020NG | ALASKA NATIONAL GUARD | ARGUARD | 500 Phillips Street | United States | Alaska | Bethel | Akiachak | 99551 | 2.51 | 2.48
6437 | 02455 | NG AKIAK ARMORY | 020NG | ALASKA NATIONAL GUARD | ARGUARD | 250 Off Doops Street | United States | Alaska | Bethel | Akiak | 99552 | 2.51 | 2.48
6478 | 02547 | NG KONGIGANAK ARMORY | 020NG | ALASKA NATIONAL GUARD | ARGUARD | 1484 Chief Eddie Hoffman Highway | United States | Alaska | Bethel | Bethel | 99545 | 2.51 | 2.48
4015 | 02A65 | BETHEL AAOF | 020NG | ALASKA NATIONAL GUARD | ARGUARD |  | United States | Alaska | Bethel | Bethel | 99559 | 2.51 | 2.48
6353 | 02C32 | NAPASKIAK ARMORY SITE | 020NG | ALASKA NATIONAL GUARD | ARGUARD | 1484 Chief Eddie Hoffman Highway | United States | Alaska | Bethel | Bethel | 99559 | 2.51 | 2.48
6390 | 02A55 | NEW BETHEL RC AND OMS | 020NG | ALASKA NATIONAL GUARD | ARGUARD | 1484 Chief Eddie Hoffman Highway | United States | Alaska | Bethel | Bethel | 99559 | 2.51 | 2.48
6441 | 02461 | NG ATMAUTLUAK ARMORY | 020NG | ALASKA NATIONAL GUARD | ARGUARD | 1484 Chief Eddie Hoffman Highway | United States | Alaska | Bethel | Bethel | 99559 | 2.51 | 2.48
6443 | 02A60 | NG BETHEL ARM FMS | 020NG | ALASKA NATIONAL GUARD | ARGUARD | 1484 Chief Eddie Hoffman Highway | United States | Alaska | Bethel | Bethel | 99559 | 2.51 | 2.48
6499 | 02596 | NG NEWTOK ARMORY | 020NG | ALASKA NATIONAL GUARD | ARGUARD | 1484 Chief Eddie Hoffman Highway | United States | Alaska | Bethel | Bethel | 99559 | 2.51 | 2.48
6446 | 02481 | NG CHEFORNAK ARMORY | 020NG | ALASKA NATIONAL GUARD | ARGUARD | 500 Second Boardwalk Street | United States | Alaska | Bethel | Chefornak | 99561 | 2.51 | 2.48
6452 | 02502 | NG EEK ARMORY | 020NG | ALASKA NATIONAL GUARD | ARGUARD | 9998 Eek Street | United States | Alaska | Bethel | Eek | 99578 | 2.51 | 2.48
6460 | 02516 | NG GOODNEWS BAY ARMORY | 020NG | ALASKA NATIONAL GUARD | ARGUARD | 9998 Goodnews Bay Street | United States | Alaska | Bethel | Goodnews Bay | 99589 | 2.51 | 2.48
6470 | 02531 | NG KASIGLUK ARMORY | 020NG | ALASKA NATIONAL GUARD | ARGUARD | 19 Nayagaam And Misvigmuit RDS | United States | Alaska | Bethel | Kasigluk | 99609 | 2.51 | 2.48
6474 | 02541 | NG KIPNUK ARMORY | 020NG | ALASKA NATIONAL GUARD | ARGUARD | 9998 Kipnuk Way | United States | Alaska | Bethel | Kipnuk | 99614 | 2.51 | 2.48
6485 | 02561 | NG KWETHLUK ARMORY | 020NG | ALASKA NATIONAL GUARD | ARGUARD | 500 Airport Road | United States | Alaska | Bethel | Kwethluk | 99621 | 2.51 | 2.48
6486 | 02565 | NG KWIGILLINGOK ARMORY | 020NG | ALASKA NATIONAL GUARD | ARGUARD | 1 Postal Way | United States | Alaska | Bethel | Kwigillingok | 99622 | 2.51 | 2.48
3300 | VYLK0001 | SPARREVOHN LONG RANGE RADAR SITE SITE # 1 | VNMH | EARECKSON AIR STATION | AFACT | 502 Main Road | United States | Alaska | Bethel | Lime Village | 99627 | 2.51 | 2.48
6491 | 02581 | NG MEKORYUK ARMORY | 020NG | ALASKA NATIONAL GUARD | ARGUARD | 1 Main Street | United States | Alaska | Bethel | Mekoryuk | 99630 | 2.51 | 2.48
185138 | 020NG-10003 | MEKORYUK MEKORYUK | 020NG | ALASKA NATIONAL GUARD | ARGUARD | MEKORYUK MEKORYUK NGS | United States | Alaska | Bethel | Mekoryuk | 99630 | 2.51 | 2.48
6494 | 02591 | NG NAPAKIAK ARMORY | 020NG | ALASKA NATIONAL GUARD | ARGUARD | 50 Maraq Road | United States | Alaska | Bethel | Napakiak | 99634 | 2.51 | 2.48
6495 | 02594 | NG NAPASKIAK ARMORY | 020NG | ALASKA NATIONAL GUARD | ARGUARD | 1484 Chief Eddie Hoffman Highway | United States | Alaska | Bethel | Napakiak | 99634 | 2.51 | 2.48
6500 | 02597 | NG NIGHTMUTE ARMORY | 020NG | ALASKA NATIONAL GUARD | ARGUARD | 9690 Nightmute Road | United States | Alaska | Bethel | Nightmute | 99690 | 2.51 | 2.48
6506 | 02608 | NG NUNAPITCHUK ARMORY | 020NG | ALASKA NATIONAL GUARD | ARGUARD | 9998 Nunapitchuk Road | United States | Alaska | Bethel | Nunapizchuk | 99641 | 2.51 | 2.48
1559 | DBST0001 | CAPE NEWENHAM LONG RANGE RADAR SITE SITE # 1 | VNMH | EARECKSON AIR STATION | AFACT | 200 Main Road | United States | Alaska | Bethel | Platinum | 99651 | 2.51 | 2.48
6510 | 02621 | NG QUINHAGAK ARMORY | 020NG | ALASKA NATIONAL GUARD | ARGUARD | 101 Qanirtuuq Road | United States | Alaska | Bethel | Quinhagak | 99655 | 2.51 | 2.48
185139 | 020NG-10004 | TRACT C, LOT 1, USS 9671 QUINHAGAK | 020NG | ALASKA NATIONAL GUARD | ARGUARD | TRACT C, LOT 1, USS 9671 | United States | Alaska | Bethel | Quinhagak | 99655 | 2.51 | 2.48
6527 | 02678 | NG TOKSOOK BAY ARMORY | 020NG | ALASKA NATIONAL GUARD | ARGUARD | 9679 Tuluksak Road | United States | Alaska | Bethel | Tuluksak | 99679 | 2.51 | 2.48
6528 | 02672 | NG TULUKSAK ARMORY | 020NG | ALASKA NATIONAL GUARD | ARGUARD | 9679 Tuluksak Road | United States | Alaska | Bethel | Tuluksak | 99679 | 2.51 | 2.48
6529 | 02675 | NG TUNTUTULIAK ARMORY | 020NG | ALASKA NATIONAL GUARD | ARGUARD | 100 Main Street | United States | Alaska | Bethel | Tuntutuliak | 99680 | 2.51 | 2.48
6530 | 02677 | NG TUNUNAK ARMORY | 020NG | ALASKA NATIONAL GUARD | ARGUARD | 100 Airport Way | United States | Alaska | Bethel | Tununak | 99681 | 2.51 | 2.48
1478 | BLZZ0001 | BETHEL RADIO RELAY SITE SITE # 1 | VNMH | EARECKSON AIR STATION | AFACT | 0 Main Road | United States | Alaska | Bethel | Unknown | 99559 | 2.51 | 2.48
2438 | MFJF0001 | KING SALMON AIRPORT SITE # 1 | VNMH | EARECKSON AIR STATION | AFACT | 603 Jensen Road | United States | Alaska | Bristol Bay | King Salmon | 99613 | 2.51 | 2.48
3050 | RFBX0001 | NAKNEK RECREATION ANNEX NO 1 SITE # 1 | VNMH | EARECKSON AIR STATION | AFACT | 3050 Main Road | United States | Alaska | Bristol Bay | King Salmon | 99613 | 2.51 | 2.48
3051 | RFBY0001 | NAKNEK RECREATION ANNEX NO 2 SITE # 1 | VNMH | EARECKSON AIR STATION | AFACT | 3051 Main Road | United States | Alaska | Bristol Bay | King Salmon | 99613 | 2.51 | 2.48
1596 | DXEB0001 | CLEAR AIR FORCE STATION SITE # 1 | DXEB | CLEAR AIR FORCE STATION | AFACT | 200 A Street W | United States | Alaska | Denali | Clear A.F.B. | 99704 | 2.51 | 2.48
6451 | 02A86 | NG DILLINGHAM ARMORY | 020NG | ALASKA NATIONAL GUARD | ARGUARD | 9998 D Street | United States | Alaska | Dillingham | Dillingham | 99576 | 2.51 | 2.48
6489 | 02C21 | NG MANOKOTAK ARMORY | 020NG | ALASKA NATIONAL GUARD | ARGUARD | 300 C Street | United States | Alaska | Dillingham | Manokotak | 99628 | 2.51 | 2.48
6526 | 02668 | NG TOGIAK ARMORY | 020NG | ALASKA NATIONAL GUARD | ARGUARD | 9998 Airport Way | United States | Alaska | Dillingham | Togiak | 99678 | 2.51 | 2.48
3046 | RCVD0001 | MURPHY DOME LONG RANGE RADAR SITE SITE # 1 | VNMH | EARECKSON AIR STATION | AFACT | 1001 Main Road | United States | Alaska | Fairbanks North Star | College | 99709 | 2.25 | 2.22
1703 | FTQW0001 | EIELSON AIR FORCE BASE | FTQW | EIELSON AIR FORCE BASE | AFACT | 3112 Briadway Avenue | United States | Alaska | Fairbanks North Star | Eielson AFB | 99702 | 2.37 | 2.34
6456 | 02B05 | NG FAIRBANKS ARM OMS | 020NG | ALASKA NATIONAL GUARD | ARGUARD | 202 Wein Street | United States | Alaska | Fairbanks North Star | Fairbanks | 99701 | 2.25 | 2.22
187985 | 2899 | FAIRBANKS | 020NG | ALASKA NATIONAL GUARD | ARGUARD |  | United States | Alaska | Fairbanks North Star | Fairbanks | 99701 | 2.25 | 2.22
4905 | 02262 | FAIRBANKS PERMAFROST STATION | 02871 | FORT WAINWRIGHT | ARACT | Steese Highway | United States | Alaska | Fairbanks North Star | Fairbanks | 99712 | 2.35 | 2.32
4725 | 02222 | DYKE RANGE | 02871 | FORT WAINWRIGHT | ARACT | Richardson Highway | United States | Alaska | Fairbanks North Star | Fairbanks | 99775 | 2.33 | 2.31
6547 | 02709 | NIKE ALASKA MIKE | 02871 | FORT WAINWRIGHT | ARACT | 101 Quarry Road | United States | Alaska | Fairbanks North Star | Fairbanks | 99775 | 2.35 | 2.32
6548 | 02714 | NIKE ALASKA PETER | 02871 | FORT WAINWRIGHT | ARACT | 100 Johnson Road | United States | Alaska | Fairbanks North Star | Fairbanks | 99775 | 2.35 | 2.32
8006 | 02975 | YUKON COMMAND TRAINING SITE | 02871 | FORT WAINWRIGHT | ARACT | Richardson Highway | United States | Alaska | Fairbanks North Star | Fairbanks | 99775 | 2.35 | 2.32
182869 | 82387-10935 | 505 OLD STEESE HWY FAIRBANKS | 82387 | JOINT RECRUITING PROGRAM | USACE | 505 Old Steese Highway, Cornerstone Mall | United States | Alaska | Fairbanks North Star | Fairbanks | 99701 | 2.25 | 2.22
4904 | 02259 | FAIRBANKS EIELSON PIPELINE | 02871 | FORT WAINWRIGHT | ARACT | Canol Service Road | United States | Alaska | Fairbanks North Star | Fort Wainwright | 99703 | 2.35 | 2.32
5057 | 02871 | FORT WAINWRIGHT | 02871 | FORT WAINWRIGHT | ARACT | Gaffney Road | United States | Alaska | Fairbanks North Star | Fort Wainwright | 99703 | 2.35 | 2.32
1485 | BRAQ0001 | BIRCH LAKE RECREATION ANNEX SITE # 1 | FTQW | EIELSON AIR FORCE BASE | AFACT | 100 Birch Lake Park | United States | Alaska | Fairbanks North Star | Unknown | 99702 | 2.25 | 2.22
1492 | BTSG0001 | BLAIR LAKE AIR FORCE RANGEEX SITE # 1 | FTQW | EIELSON AIR FORCE BASE | AFACT | 100 Blair Lake | United States | Alaska | Fairbanks North Star | Unknown | 99702 | 2.25 | 2.22
1582 | DMSZ0001 | CHENA RIVER RESEARCH SITE SITE # 1 | FTQW | EIELSON AIR FORCE BASE | AFACT | 523 Chena River | United States | Alaska | Fairbanks North Star | Unknown | 99702 | 2.25 | 2.22
1696 | FTQA0001 | EIELSON ALPA RESEARCH SITE (1-1) SITE # 1 | FTQW | EIELSON AIR FORCE BASE | AFACT | 100 Washington Creek | United States | Alaska | Fairbanks North Star | Unknown | 99702 | 2.37 | 2.34
1697 | FTQC0001 | EIELSON ALPA RESEARCH SITE (2-2) SITE # 1 | FTQW | EIELSON AIR FORCE BASE | AFACT | 100 Chatanika | United States | Alaska | Fairbanks North Star | Unknown | 99702 | 2.37 | 2.34
1698 | FTQD0001 | EIELSON ALPA RESEARCH SITE (2-3) SITE # 1 | FTQW | EIELSON AIR FORCE BASE | AFACT | 100 Eldorado Camp | United States | Alaska | Fairbanks North Star | Unknown | 99702 | 2.37 | 2.34
1699 | FTQE0001 | EIELSON ALPA RESEARCH SITE (2-4) SITE # 1 | FTQW | EIELSON AIR FORCE BASE | AFACT | 100 Hayes Creek | United States | Alaska | Fairbanks North Star | Unknown | 99702 | 2.37 | 2.34
1700 | FTQL0001 | EIELSON ALPA RESEARCH SITE (3-3) SITE # 1 | FTQW | EIELSON AIR FORCE BASE | AFACT | 100 Chena Hot Springs | United States | Alaska | Fairbanks North Star | Unknown | 99702 | 2.37 | 2.34
1701 | FTQS0001 | EIELSON ALPA RESEARCH SITE (3-23) SITE # 1 | FTQW | EIELSON AIR FORCE BASE | AFACT | 100 Fish Creek | United States | Alaska | Fairbanks North Star | Unknown | 99702 | 2.37 | 2.34
1702 | FTQT0001 | EIELSON ALPA RESEARCH SITE (3-34) SITE # 1 | FTQW | EIELSON AIR FORCE BASE | AFACT | 100 Cleary Creek | United States | Alaska | Fairbanks North Star | Unknown | 99702 | 2.37 | 2.34
3546 | ZQUN0001 | YUKON WEAPONS RANGE SITE # 1 | FTQW | EIELSON AIR FORCE BASE | AFACT | 100 Yukon Weapons Range | United States | Alaska | Fairbanks North Star | Unknown | 99702 | 2.37 | 2.34
4054 | 2130 | BLACK RAPIDS ROCK CLIMBING SIT | 02871 | FORT WAINWRIGHT | ARACT |  | United States | Alaska | Fairbanks North Star | Unknown | 99737 | 2.53 | 2.48
5198 | 02322 | GERSTLE RIVER ARCTIC TEST SITE | 02871 | FORT WAINWRIGHT | ARACT | Alaska Highway | United States | Alaska | Fairbanks North Star | Unknown | 99737 | 2.53 | 2.48
5327 | 02851 | HAINES TERMINAL | 02871 | FORT WAINWRIGHT | ARACT | Lutak Road | United States | Alaska | Haines | Haines | 99827 | 2.51 | 2.48
6461 | 02991 | NG HAINES ARMORY | 020NG | ALASKA NATIONAL GUARD | ARGUARD | 55 Haines Highway | United States | Alaska | Haines | Haines | 99827 | 2.51 | 2.48
5673 | 02B41 | JUNEAU ARMORY AND FMS | 020NG | ALASKA NATIONAL GUARD | ARGUARD | 12300 Mendenhall Loop Road | United States | Alaska | Juneau | Juneau | 99801 | 1.82 | 1.83
6466 | 02B43 | NG JUNEAU AAOF | 020NG | ALASKA NATIONAL GUARD | ARGUARD | 145 S Franklin Street | United States | Alaska | Juneau | Juneau | 99801 | 1.82 | 1.83
6468 | 02B45 | NG JUNEAU OMS | 020NG | ALASKA NATIONAL GUARD | ARGUARD | 145 S Franklin Street | United States | Alaska | Juneau | Juneau | 99801 | 1.82 | 1.83
6471 | 02B60 | NG KENAI ARMORY | 020NG | ALASKA NATIONAL GUARD | ARGUARD | 140 Bidarka Street | United States | Alaska | Kenai Peninsula | Kenai | 99611 | 2.53 | 2.48
3267 | VJGA0001 | SEWARD RECREATION ANNEX SITE # 1 | FXSB | ELMENDORF AIR FORCE BASE | AFACT |  | United States | Alaska | Kenai Peninsula | Seward | 99664 | 4.55 | 4.25
7226 | 02789 | SEWARD RECREATION AREA | 02871 | FORT WAINWRIGHT | ARACT | NW of the Intersection of Diamond Blvd and Cottonwood Ave | United States | Alaska | Kenai Peninsula | Seward | 99664 | 4.55 | 4.25
182989 | 02220 | SEWARD REC SMALL BOAT HARBOR | 02871 | FORT WAINWRIGHT | ARACT |  | United States | Alaska | Kenai Peninsula | Seward | 99664 | 4.55 | 4.25
182487 | 82387-13026 | STERLING HWY SOLDOTNA | 82387 | JOINT RECRUITING PROGRAM | USACE | 44332 Sterling Highway, Peninsula Center Mall | United States | Alaska | Kenai Peninsula | Soldotna | 99669 | 2.53 | 2.48
2431 | MCLQ0001 | KENAI ANNEX SITE # 1 | FXSB | ELMENDORF AIR FORCE BASE | AFACT | 0 Heritage Circle | United States | Alaska | Kenai Peninsula | Unknown | 99506 | 2.53 | 2.48
491 | N68436-BI | BACK ISLAND AK | N68436 | KITSAP BREMERTON NAVAL BASE | NAVACT | 1 Back Island Road | United States | Alaska | Ketchikan Gateway | Ketchikan | 99901 | 1.75 | 1.77
6472 | 02B65 | NG KETCHIKAN ARM OMSS | 020NG | ALASKA NATIONAL GUARD | ARGUARD | 645 Jackson Street | United States | Alaska | Ketchikan Gateway | Ketchikan | 99901 | 1.75 | 1.77
6477 | 02B85 | NG KODIAK ARMORY | 020NG | ALASKA NATIONAL GUARD | ARGUARD |  | United States | Alaska | Kodiak Island | Kodiak | 99615 | 1.86 | 1.87
187808 | N68436-KD | KODIAK AK | N68436 | KITSAP BREMERTON NAVAL BASE | NAVACT |  | United States | Alaska | Kodiak Island | Kodiak | 99615 | 1.86 | 1.87
1482 | BPLZ0001 | BIG MOUNTAIN RADIO RELAY SITE SITE # 1 | VNMH | EARECKSON AIR STATION | AFACT | 0 Main Road | United States | Alaska | Lake and Peninsula | Iliamna | 99606 | 4.55 | 4.25
3180 | TNYH0001 | PORT HEIDEN RADIO RELAY SITE SITE # 1 | VNMH | EARECKSON AIR STATION | AFACT | 0 Main Road | United States | Alaska | Lake and Peninsula | Port Heiden | 99549 | 4.55 | 4.25
6439 | 02D92 | NG ALCANTRA ARMORY COMPLEX | 020NG | ALASKA NATIONAL GUARD | ARGUARD | 500 S Cobb ST | United States | Alaska | Matanuska-Susitna | Palmer | 99645 | 2.53 | 2.48
2467 | MRHB0001 | LAKE LOUISE RECREATION ANNEX SITE # 1 | VNMH | EARECKSON AIR STATION | AFACT | 0 Lake Louise Road | United States | Alaska | Matanuska-Susitna | Unknown | 99506 | 2.53 | 2.48
185140 | 82387-11848 | FINANCIAL DR WASILLA | 82387 | JOINT RECRUITING PROGRAM | USACE | 1590 Financial Drive, RE/MAX Creekside Plaza | United States | Alaska | Matanuska-Susitna | Wasilla | 99654 | 2.51 | 2.48
187993 | 02134 | WASILLA STORE FRONT RECRUITING OFFICE | 020NG | ALASKA NATIONAL GUARD | ARGUARD | 1590 Financial Drive, RE/MAX Creekside Plaza | United States | Alaska | Matanuska-Susitna | Wasilla | 99654 | 2.51 | 2.48
6444 | 02663 | NG BREVIG MISSION ARMORY | 020NG | ALASKA NATIONAL GUARD | ARGUARD | 9998 Agiatuk Avenue | United States | Alaska | Nome | Brevig Mission | 99785 | 2.51 | 2.48
6453 | 02505 | NG ELIM ARMORY | 020NG | ALASKA NATIONAL GUARD | ARGUARD | 1 Main Street | United States | Alaska | Nome | Elim | 99739 | 2.51 | 2.48
6459 | 02514 | NG GAMBELL ARMORY | 020NG | ALASKA NATIONAL GUARD | ARGUARD | 9998 Saint Lawrence Isle | United States | Alaska | Nome | Gambell | 99742 | 2.51 | 2.48
6483 | 02555 | NG KOYUK ARMORY | 020NG | ALASKA NATIONAL GUARD | ARGUARD | 200 Birch Street | United States | Alaska | Nome | Koyuk | 99753 | 2.51 | 2.48
2309 | JHJM0001 | GRANITE MOUNTAIN RADIO RELAY SITE SITE # 1 | VNMH | EARECKSON AIR STATION | AFACT | 1 Main Road | United States | Alaska | Nome | Nome | 99506 | 2.51 | 2.48
1384 | ALTA0001 | ANVIL MOUNTAIN RADIO RELAY SITE SITE # 1 | VNMH | EARECKSON AIR STATION | AFACT | 1126 Main Road | United States | Alaska | Nome | Nome | 99762 | 2.51 | 2.48
3086 | SAVJ0001 | NOME FIELD SITE # 1 | VNMH | EARECKSON AIR STATION | AFACT | 0 Main Road | United States | Alaska | Nome | Nome | 99762 | 2.51 | 2.48
6488 | 02571 | NG LITTLE DIOMEDE ARMORY | 020NG | ALASKA NATIONAL GUARD | ARGUARD | 113 E Front Street | United States | Alaska | Nome | Nome | 99762 | 2.51 | 2.48
6502 | 02C50 | NG NOME AAOF | 020NG | ALASKA NATIONAL GUARD | ARGUARD | 113 E Front Street | United States | Alaska | Nome | Nome | 99762 | 2.51 | 2.48
6503 | 02C55 | NG NOME ARM OMS | 020NG | ALASKA NATIONAL GUARD | ARGUARD | 113 E Front Street | United States | Alaska | Nome | Nome | 99762 | 2.51 | 2.48
7432 | 02D50 | STEWART RIVER TRAINING AREA | 020NG | ALASKA NATIONAL GUARD | ARGUARD |  | United States | Alaska | Nome | Nome | 99762 | 2.51 | 2.48
170155 | 2020 | NG NOME ARMORY & OMS | 020NG | ARGUARD | ARGUARD |  | United States | Alaska | Nome | Nome | 99762 | 2.51 | 2.48
170782 | 02948 | NOME READINESS CENTER (NEW) | 020NG | ALASKA NATIONAL GUARD | ARGUARD |  | United States | Alaska | Nome | Nome | 99762 | 2.51 | 2.48
6514 | 2625 | NG SAVOONGA ARMORY | 020NG | ALASKA NATIONAL GUARD | ARGUARD |  | United States | Alaska | Nome | Savoonga | 99769 | 2.51 | 2.48
6518 | 02641 | NG SHAKTOOLIK ARMORY | 020NG | ALASKA NATIONAL GUARD | ARGUARD | 123 Main Street | United States | Alaska | Nome | Shaktoolik | 99771 | 2.51 | 2.48
6519 | 02645 | NG SHISHMAREF ARMORY | 020NG | ALASKA NATIONAL GUARD | ARGUARD | 123 Main Street | United States | Alaska | Nome | Shishmaref | 99772 | 2.51 | 2.48
7271 | 02C80 | SHISHMAREF RC | 020NG | ALASKA NATIONAL GUARD | ARGUARD | 125 N Nome | United States | Alaska | Nome | Shishmaref | 99772 | 2.51 | 2.48
6523 | 02655 | NG ST MICHAEL ARMORY | 020NG | ALASKA NATIONAL GUARD | ARGUARD | 1 Postal Way | United States | Alaska | Nome | St. Michael | 99659 | 2.51 | 2.48
6524 | 02659 | NG STEBBINS ARMORY | 020NG | ALASKA NATIONAL GUARD | ARGUARD | 100 Main Street | United States | Alaska | Nome | Stebbins | 99671 | 2.51 | 2.48
6525 | 02661 | NG TELLER ARMORY | 020NG | ALASKA NATIONAL GUARD | ARGUARD | 100 Main Street | United States | Alaska | Nome | Teller | 99778 | 2.51 | 2.48
3083 | SACW0001 | NORTH RIVER RADIO RELAY SITE SITE # 1 | VNMH | EARECKSON AIR STATION | AFACT | 0 Main Road | United States | Alaska | Nome | Unalakleet | 99684 | 2.51 | 2.48
6531 | 02679 | NG UNALAKLEET ARMORY | 020NG | ALASKA NATIONAL GUARD | ARGUARD | 16 Charles Road | United States | Alaska | Nome | Unalakleet | 99684 | 2.51 | 2.48
182990 | 020NG-10005 | UNALAKLEET NGS UNALAKLEET | 020NG | ALASKA NATIONAL GUARD | ARGUARD |  | United States | Alaska | Nome | Unalakleet | 99684 | 2.51 | 2.48
3341 | WWXD0001 | TIN CITY LONG RANGE RADAR SITE SITE # 1 | VNMH | EARECKSON AIR STATION | AFACT | 150 Main Road | United States | Alaska | Nome | Wales | 99783 | 2.51 | 2.48
6535 | 02685 | NG WALES ARMORY | 020NG | ALASKA NATIONAL GUARD | ARGUARD | 500 Airport Junction Road | United States | Alaska | Nome | Wales | 99783 | 2.51 | 2.48
6538 | 02D94 | NG WHITE MOUNTAIN ARMORY | 020NG | ALASKA NATIONAL GUARD | ARGUARD | 100 Main ST | United States | Alaska | Nome | White Mountain | 99784 | 2.51 | 2.48
497 | N68436-AK | NARL BARROW CAMP TR1 | N68436 | KITSAP BREMERTON NAVAL BASE | NAVACT | 100 Stevenson Street | United States | Alaska | North Slope | Barrow | 99723 | 2.51 | 2.48
2504 | NPRG0001 | LONELY SHORT RANGE RADAR SITE SITE # 1 | VNMH | EARECKSON AIR STATION | AFACT | 100 Main Road | United States | Alaska | North Slope | Barrow | 99723 | 4.55 | 4.25
3168 | TKLH0001 | POINT BARROW LONG RANGE RADAR SITE SITE # 1 | VNMH | EARECKSON AIR STATION | AFACT | 1 Main Road | United States | Alaska | North Slope | Barrow | 99723 | 2.51 | 2.48
6508 | 02611 | NG POINT BARROW ARMORY | 020NG | ALASKA NATIONAL GUARD | ARGUARD | 66 Taylor Highway | United States | Alaska | North Slope | Barrow | 99723 | 2.53 | 2.48
2078 | GSLY0001 | FLAXMAN ISLAND RANGE RADAR SITE SITE # 1 | VNMH | EARECKSON AIR STATION | AFACT | 100 Main Road | United States | Alaska | North Slope | Deadhorse | 99734 | 2.51 | 2.48
3114 | SHUM0001 | OLIKTOK LONG RANGE RADAR SITE SITE # 1 | VNMH | EARECKSON AIR STATION | AFACT | 1 Main Road | United States | Alaska | North Slope | Deadhorse | 99734 | 2.51 | 2.48
1436 | AYED0001 | BARTER ISLAND DEW STATION BAR SITE # 1 | VNMH | EARECKSON AIR STATION | AFACT | 1 Main Road | United States | Alaska | North Slope | Kaktovik | 99747 | 2.51 | 2.48
1558 | DBQT0001 | CAPE LISBURNE LONG RANGE RADAR SITE SITE # 1 | VNMH | EARECKSON AIR STATION | AFACT | 130 Main Road | United States | Alaska | North Slope | Point Hope | 99766 | 2.51 | 2.48
6509 | 02616 | NG POINT HOPE ARMORY | 020NG | ALASKA NATIONAL GUARD | ARGUARD | 655 Agviviq Street | United States | Alaska | North Slope | Point Hope |  | 2.51 | 2.48
3169 | TKUH0001 | POINT LAY LONG RANGE RADAR SITE SITE # 1 | VNMH | EARECKSON AIR STATION | AFACT | 0 Main Road | United States | Alaska | North Slope | Point Lay |  | 2.51 | 2.48
3399 | YFXZ0001 | WAINWRIGHT SHORT RANGE RADAR SITE SITE # 1 | VNMH | EARECKSON AIR STATION | AFACT | 100 Main Road | United States | Alaska | North Slope | Wainwright | 99782 | 2.51 | 2.48
6534 | 02681 | NG WAINWRIGHT ARMORY | 020NG | ALASKA NATIONAL GUARD | ARGUARD | 9998 Wainwright Road | United States | Alaska | North Slope | Wainwright | 99782 | 2.51 | 2.48
6440 | 02460 | NG AMBLER ARMORY | 020NG | ALASKA NATIONAL GUARD | ARGUARD | 9998 Ambler Avenue | United States | Alaska | Northwest Arctic | Ambler | 99786 | 2.51 | 2.48
4172 | 02479 | BUCKLAND ARMORY | 020NG | ALASKA NATIONAL GUARD | ARGUARD | 17 Betty Avenue | United States | Alaska | Northwest Arctic | Buckland | 99727 | 2.51 | 2.48
6473 | 02535 | NG KIANA ARMORY | 020NG | ALASKA NATIONAL GUARD | ARGUARD | 9998 Taylor And Kozak Street | United States | Alaska | Northwest Arctic | Kiana | 99749 | 2.51 | 2.48
6475 | 02545 | NG KIVALINA ARMORY | 020NG | ALASKA NATIONAL GUARD | ARGUARD | 1 Postal Way | United States | Alaska | Northwest Arctic | Kivalina | 99750 | 2.51 | 2.48
2451 | MLGD0001 | KOTZEBUE LONG RANGE RADAR SITE SITE # 1 | VNMH | EARECKSON AIR STATION | AFACT | 203 Main Road | United States | Alaska | Northwest Arctic | Kotzebue | 99752 | 2.51 | 2.48
6480 | 02551 | NG KOTZEBUE | 020NG | ALASKA NATIONAL GUARD | ARGUARD | 333 Shore Avenue | United States | Alaska | Northwest Arctic | Kotzebue | 99752 | 2.51 | 2.48
6481 | 02C00 | NG KOTZEBUE AAOF | 020NG | ALASKA NATIONAL GUARD | ARGUARD | 333 Shore Avenue | United States | Alaska | Northwest Arctic | Kotzebue | 99752 | 2.51 | 2.48
6482 | 02C01 | NG KOTZEBUE ARM OMS | 020NG | ALASKA NATIONAL GUARD | ARGUARD | 333 Shore Avenue | United States | Alaska | Northwest Arctic | Kotzebue | 99752 | 2.51 | 2.48
6501 | 02598 | NG NOATAK ARMORY | 020NG | ALASKA NATIONAL GUARD | ARGUARD |  | United States | Alaska | Northwest Arctic | Noatak | 99761 | 2.51 | 2.48
6504 | 02601 | NG NOORVIK ARMORY | 020NG | ALASKA NATIONAL GUARD | ARGUARD | 9998 Fireweed Lane | United States | Alaska | Northwest Arctic | Noorvik | 99763 | 2.51 | 2.48
6517 | 02635 | NG SELAWIK ARMORY | 020NG | ALASKA NATIONAL GUARD | ARGUARD | 78 SElawik Road | United States | Alaska | Northwest Arctic | Selawik | 99770 | 2.51 | 2.48
6520 | 02651 | NG SHUNGNAK ARMORY | 020NG | ALASKA NATIONAL GUARD | ARGUARD | 9998 Shungnak Road | United States | Alaska | Northwest Arctic | Shungnak | 99773 | 2.51 | 2.48
6476 | 02B70 | NG KLAWOCK ARMORY | 020NG | ALASKA NATIONAL GUARD | ARGUARD | 6488 Klawock Hollis Highway | United States | Alaska | Prince of Wales-Outer Ketchikan | Klawock | 99925 | 1.75 | 1.77
6521 | 02D24 | NG SITKA ARMORY | 020NG | ALASKA NATIONAL GUARD | ARGUARD | Sawmill Ck Rosf | United States | Alaska | Sitka | Sitka | 99835 | 1.79 | 1.8
170232 | 02A47 | NG ANGOON ARMORY | 020NG | ALASKA NATIONAL GUARD | ARGUARD |  | United States | Alaska | Skagway-Hoonah-Angoon | Angoon | 99820 | 2.51 | 2.48
5479 | 02B30 | HOONAH ARMORY | 020NG | ALASKA NATIONAL GUARD | ARGUARD | 310 Hill Street | United States | Alaska | Skagway-Hoonah-Angoon | Hoonah | 99829 | 2.51 | 2.48
1464 | BBYW0001 | BEAVER CREEK RADIO RELAY SITE SITE # 1 | VNMH | EARECKSON AIR STATION | AFACT | 0 Main Road | United States | Alaska | Southeast Fairbanks | Charlieskin Village | 99764 | 2.53 | 2.48
5008 | 02341 | FORT GREELY | 02341 | FORT GREELY | ARACT | East of Richardson Highway and West of Jarvis Creek | United States | Alaska | Southeast Fairbanks | Delta Junction | 99731 | 2.53 | 2.48
188986 | 02729 | DELTA JUNCTION | 020NG | ALASKA NATIONAL GUARD | ARGUARD |  | United States | Alaska | Southeast Fairbanks | Delta Junction | 99731 | 2.53 | 2.48
4055 | 02135 | BLACK RAPIDS TRAINING AREA | 02871 | FORT WAINWRIGHT | ARACT | Richardson Highway | United States | Alaska | Southeast Fairbanks | Delta Junction | 99737 | 2.53 | 2.48
4743 | 02874 | DONNELLY TRAINING AREA | 02871 | FORT WAINWRIGHT | ARACT | Richardson Highway | United States | Alaska | Southeast Fairbanks | Delta Junction | 99737 | 2.53 | 2.48
2373 | LKRE0001 | INDIAN MOUNTAIN RESEARCH SITE # 1 | FTQW | EIELSON AIR FORCE BASE | AFACT |  | United States | Alaska | Southeast Fairbanks | Northway | 99764 | 2.53 | 2.48
6731 | 02852 | PD TOK JUNCTION | 02871 | FORT WAINWRIGHT | ARACT | 6 Miles North of intersection of Alaska and Glenn Highways | United States | Alaska | Southeast Fairbanks | Tanacross | 99776 | 2.08 | 2.08
1465 | BBYY0001 | BEAVER CREEK RESEARCH SITE SITE # 1 | FTQW | EIELSON AIR FORCE BASE | AFACT | 100 Beaver Creek | United States | Alaska | Southeast Fairbanks | Unknown | 99702 | 2.53 | 2.48
2326 | JTXP0001 | HAARP RESEARCH STATION SITE # 1 | FXSB | FORT RICHARDSON | ARACT |  | United States | Alaska | Valdez-Cordova | Gakona | 99586 | 2.3 | 2.31
5313 | GLKA0001 | GULKANA ARMY SITE | FXSB | FORT RICHARDSON | ARACT | Intersection of Richardson Hwy and Gulkana Airport Access Rd | United States | Alaska | Valdez-Cordova | Gulkana | 99588 | 2.3 | 2.31
6532 | 02D80 | NG VALDEZ ARMORY | 020NG | ALASKA NATIONAL GUARD | ARGUARD | 221 Tatitlek Street | United States | Alaska | Valdez-Cordova | Valdez | 99686 | 2.3 | 2.31
7888 | 02876 | WHITTIER ANCHORAGE PIPELINE | 02871 | FORT WAINWRIGHT | ARACT | Portage Glacier Highway | United States | Alaska | Valdez-Cordova | Whittier | 99693 | 2.3 | 2.31
6438 | 02457 | NG ALAKANUK ARMORY | 020NG | ALASKA NATIONAL GUARD | ARGUARD | 500 Anderson Street | United States | Alaska | Wade Hampton | Alakanuk | 99554 | 2.53 | 2.48
6447 | 02485 | NG CHEVAK ARMORY | 020NG | ALASKA NATIONAL GUARD | ARGUARD | 9998 Chevak Road | United States | Alaska | Wade Hampton | Chevak | 99563 | 2.53 | 2.48
6454 | 02568 | NG EMMONAK ARMORY | 020NG | ALASKA NATIONAL GUARD | ARGUARD | 9998 Kwiguk Street | United States | Alaska | Wade Hampton | Emmonak | 99581 | 2.53 | 2.48
1560 | DBWT0001 | CAPE ROMANZOF LONG RANGE RADAR SITE SITE # 1 | VNMH | EARECKSON AIR STATION | AFACT | 100 Main Road | United States | Alaska | Wade Hampton | Hooper Bay | 99604 | 2.53 | 2.48
6464 | 02521 | NG HOOPER BAY ARMORY | 020NG | ALASKA NATIONAL GUARD | ARGUARD | 1 Uniaq Avenue | United States | Alaska | Wade Hampton | Hooper Bay | 99604 | 2.53 | 2.48
6479 | 02549 | NG KOTLIK ARMORY | 020NG | ALASKA NATIONAL GUARD | ARGUARD | 500 Usps Boardwalk | United States | Alaska | Wade Hampton | Kotlik | 99620 | 2.53 | 2.48
6490 | 0299A | NG MARSHALL ARMORY | 020NG | ALASKA NATIONAL GUARD | ARGUARD | 200 Yukon Avenue | United States | Alaska | Wade Hampton | Marshall | 99585 | 2.53 | 2.48
6492 | 02585 | NG MOUNTAIN VILLAGE ARMORY | 020NG | ALASKA NATIONAL GUARD | ARGUARD | 9998 Airport R0ad | United States | Alaska | Wade Hampton | Mountain Village | 99632 | 2.53 | 2.48
6515 | 02631 | NG SCAMMON BAY ARMORY | 020NG | ALASKA NATIONAL GUARD | ARGUARD | 102 Johnson Road | United States | Alaska | Wade Hampton | Scammon Bay | 99662 | 2.53 | 2.48
6522 | 02653 | NG ST MARYS ARMORY | 020NG | ALASKA NATIONAL GUARD | ARGUARD | 101 Alstrom Street | United States | Alaska | Wade Hampton | St. Mary's | 99658 | 2.51 | 2.48
6469 | 0298A | NG KAKE ARMORY | 020NG | ALASKA NATIONAL GUARD | ARGUARD | 272 Keku Road | United States | Alaska | Wrangell-Petersburg | Kake | 99830 | 2.01 | 1.99
184941 | 020NG-10002 | KAKE NG KAKE | 020NG | ALASKA NATIONAL GUARD | ARGUARD |  | United States | Alaska | Wrangell-Petersburg | Kake | 99830 | 2.01 | 1.99
6507 | 02C77 | NG PETERSBURG ARMORY | 020NG | ALASKA NATIONAL GUARD | ARGUARD | 1201 Haugen Drive | United States | Alaska | Wrangell-Petersburg | Petersburg | 99833 | 2.01 | 1.99
6539 | 02693 | NG WRANGELL ARMORY | 020NG | ALASKA NATIONAL GUARD | ARGUARD | 112 Federal Way | United States | Alaska | Wrangell-Petersburg | Wrangell | 99929 | 2.01 | 1.99
2107 | HMDF0001 | FORT YUKON LONG RANGE RADAR SITE SITE # 1 | VNMH | EARECKSON AIR STATION | AFACT | 100 Main Road | United States | Alaska | Yukon-Koyukuk | Fort Yukon | 99740 | 2.53 | 2.48
6458 | 02512 | NG FORT YUKON ARMORY | 020NG | ALASKA NATIONAL GUARD | ARGUARD | 9998 E 3rd Avenue | United States | Alaska | Yukon-Koyukuk | Fort Yukon | 99740 | 2.53 | 2.48
5473 | 02518 | HOLY CROSS ARMORY | 020NG | ALASKA NATIONAL GUARD | ARGUARD | 100 4th Street | United States | Alaska | Yukon-Koyukuk | Holy Cross | 99602 | 2.53 | 2.48
2372 | LKRC0001 | INDIAN MOUNTAIN LONG RANGE RADAR SITE SITE # 1 | VNMH | EARECKSON AIR STATION | AFACT | 114 Main Road | United States | Alaska | Yukon-Koyukuk | Hughes | 99745 | 2.51 | 2.48
5686 | 02530 | KALTAG ARMORY | 020NG | ALASKA NATIONAL GUARD | ARGUARD | 200 M E Nome | United States | Alaska | Yukon-Koyukuk | Kaltag | 99748 | 2.53 | 2.48
6484 | 02557 | NG KOYUKUK ARMORY | 020NG | ALASKA NATIONAL GUARD | ARGUARD | 149 Main Street | United States | Alaska | Yukon-Koyukuk | Koyukuk | 99754 | 2.53 | 2.48
2820 | QCVE0001 | MICROWAVE RELAY ANNEX REMOTE 1 SITE # 1 | FXSB | ELMENDORF AIR FORCE BASE | AFACT | Heritage Circle | United States | Alaska | Yukon-Koyukuk | McGrath | 99506 | 2.51 | 2.48
2821 | QCVG0001 | MICROWAVE RELAY ANNEX REMOTE 2 SITE # 1 | FXSB | ELMENDORF AIR FORCE BASE | AFACT | Heritage Circle | United States | Alaska | Yukon-Koyukuk | McGrath | 99506 | 2.51 | 2.48
2822 | QCVK0001 | MICROWAVE RELAY ANNEX REMOTE 3 SITE # 1 | FXSB | ELMENDORF AIR FORCE BASE | AFACT | Heritage Circle | United States | Alaska | Yukon-Koyukuk | McGrath | 99506 | 2.51 | 2.48
2823 | QCVN0001 | MICROWAVE RELAY ANNEX REMOTE 4 SITE # 1 | FXSB | ELMENDORF AIR FORCE BASE | AFACT | Heritage Circle | United States | Alaska | Yukon-Koyukuk | McGrath | 99506 | 2.51 | 2.48
2824 | QCVR0001 | MICROWAVE RELAY ANNEX REMOTE 5 SITE # 1 | FXSB | ELMENDORF AIR FORCE BASE | AFACT | Heritage Circle | United States | Alaska | Yukon-Koyukuk | McGrath | 99506 | 2.51 | 2.48
2825 | QCVU0001 | MICROWAVE RELAY ANNEX REMOTE 6 SITE # 1 | FXSB | ELMENDORF AIR FORCE BASE | AFACT | Heritage Circle | United States | Alaska | Yukon-Koyukuk | McGrath | 99506 | 2.51 | 2.48
2826 | QCVX0001 | MICROWAVE RELAY ANNEX REMOTE 7 SITE # 1 | FXSB | ELMENDORF AIR FORCE BASE | AFACT | Heritage Circle | United States | Alaska | Yukon-Koyukuk | McGrath | 99506 | 2.51 | 2.48
2827 | QCVZ0001 | MICROWAVE RELAY ANNEX REMOTE 8 SITE # 1 | FXSB | ELMENDORF AIR FORCE BASE | AFACT | Heritage Circle | United States | Alaska | Yukon-Koyukuk | McGrath | 99506 | 2.51 | 2.48
3336 | WSFW0001 | TATALINA LONG RANGE RADAR SITE SITE # 1 | VNMH | EARECKSON AIR STATION | AFACT | 3001 Main Road | United States | Alaska | Yukon-Koyukuk | McGrath | 99627 | 2.53 | 2.48
6505 | 02605 | NG NULATO ARMORY | 020NG | ALASKA NATIONAL GUARD | ARGUARD | 250 Nikaghun Street | United States | Alaska | Yukon-Koyukuk | Nulato | 99765 | 2.53 | 2.48
6583 | 02C60 | NULATO READINESS CENTER | 020NG | ALASKA NATIONAL GUARD | ARGUARD | 250 Nikaghun Street | United States | Alaska | Yukon-Koyukuk | Nulato | 99765 | 2.53 | 2.48
2412 | LXQN0001 | KALAKAKET CREEK RADIO RELAY SITE SITE # 1 | VNMH | EARECKSON AIR STATION | AFACT | 1 Main Road | United States | Alaska | Yukon-Koyukuk | Ruby | 99768 | 2.53 | 2.48
1462 | BAWB0001 | BEAR CREEK RADIO RELAY SITE SITE # 1 | VNMH | EARECKSON AIR STATION | AFACT | 0 Main Road | United States | Alaska | Yukon-Koyukuk | Tanana | 99777 | 2.51 | 2.48
1535 | CUYS0001 | BURNT MOUNTAIN RESEARCH SITE SITE # 1 | FTQW | EIELSON AIR FORCE BASE | AFACT | 100 Burnt Mountain | United States | Alaska | Yukon-Koyukuk | Unknown | 99702 | 2.53 | 2.48
1550 | CYWU0001 | CAMPION AIR FORCE STATION SITE # 1 | VNMH | EARECKSON AIR STATION | AFACT | 0 Galena-Campion Highway | United States | Alaska | Yukon-Koyukuk | Unknown | 99741 | 2.53 | 2.48
189262 | 821318 | BISBEE | 92713 |  |  |  | United States | Arizona | Cochise | Bisbee | 85603 | 1.12 | 1.09
4749 | 04A60 | DOUGLAS ARMORY | 040NG | ARIZONA NATIONAL GUARD | ARGUARD | 1401 Eighth Street | United States | Arizona | Cochise | Douglas | 85607 | 1.12 | 1.09
4751 | 04806 | DOUGLAS TS | 040NG | ARIZONA NATIONAL GUARD | ARGUARD | 1330 N San Antonio Avenue | United States | Arizona | Cochise | Douglas | 85607 | 1.12 | 1.09
5011 | 04005 | FORT HUACHUCA | 04005 | FORT HUACHUCA | ARACT | Main Gate; Winrow Ave & Fry Blvd | United States | Arizona | Cochise | Fort Huachuca | 85635 | 1.12 | 1.09
182299 | 18081-10008 | 1 FORT HUACHUCA FORT HUACHUCA | 18081 | ARMY MISSION SUPPORT | USACE | 1 Fort Huachuca | United States | Arizona | Cochise | Fort Huachuca | 85635 | 1.12 | 1.09
170667 | 04A06 | SIERRA VISTA STOREFRONT RECRUITING | 040NG | ARIZONA NATIONAL GUARD | ARGUARD |  | United States | Arizona | Cochise | Sierra Vista | 85635 | 1.12 | 1.09
185750 | 82387-13064 | THE MALL AT SIERRA VISTA SIERRA VISTA | 82387 | JOINT RECRUITING PROGRAM | USACE | The Mall at Sierra Vista, Suites 1164,1166,1167A, 1167B | United States | Arizona | Cochise | Sierra Vista | 85635 | 1.12 | 1.09
2098 | HFHA0001 | FT. HUACHUCA SITE # 1 | XHEA | TUCSON IAP ARZ | AFGUARD | 2837 Boyd Avenue W | United States | Arizona | Cochise | Unknown | 85613 | 1.12 | 1.09
2099 | HFVV0001 | FT HUACHUCA RADAR SITE (TARS #2) SITE # 1 | AAWZ | ACC AMIC | AFACT | USAF Aerostat Site | United States | Arizona | Cochise | Unknown | 85613 | 1.12 | 1.09
5013 | 04011 | FORT HUACHUCA WILLCOX AREA | 04005 | FORT HUACHUCA | ARACT | 4 miles South of Intersection of Interstate 10 and AZ State Hwy 191 | United States | Arizona | Cochise | Willcox | 85643 | 1.12 | 1.09
3983 | 04A10 | BELLEMONT ARMORY | 040NG | ARIZONA NATIONAL GUARD | ARGUARD | 1001 Hale Drive | United States | Arizona | Coconino | Bellemont | 86015 | 0.96 | 0.94
4274 | 04655 | CAMP NAVAJO | 76897 |  | ARGUARD |  | United States | Arizona | Coconino | Bellemont | 86015 | 0.96 | 0.94
513 | N60042-AZ | NAVOBSSTA FLAGSTAFF AZ | N60042 | NAF EL CENTRO CA | NAVACT | 10391 W Naval Observatory Road | United States | Arizona | Coconino | Flagstaff | 86001 | 0.96 | 0.94
4949 | 04A75 | FLAGSTAFF ARMORY | 040NG | ARIZONA NATIONAL GUARD | ARGUARD | 320 N thorpe Drive | United States | Arizona | Coconino | Flagstaff | 86001 | 0.96 | 0.94
191158 | 823532 | 2500 S WOODLANDS VILLAGE BLVD FLAGSTAFF | 82387 | JOINT RECRUITING PROGRAM | USACE | 2500 S Woodlands Village Boulevard | United States | Arizona | Coconino | Flagstaff | 86001 | 0.96 | 0.94
191309 | 823710 | 1447 EAST PAYTON WAY FLAGSTAFF | 70132 | INDEPENDENT DUTY HOUSING PROGRAM | USACE | 1447 East Payton Way | United States | Arizona | Coconino | Flagstaff | 86001 | 0.96 | 0.94
2106 | HLBC0001 | FORT TUTHILL RECREATION ANNEX SITE # 1 | NUEX | LUKE AIR FORCE BASE | AFACT | Route 39, Box 5 | United States | Arizona | Coconino | Flagstaff | 86011 | 0.96 | 0.94
182298 | 82387-10896 | 4650 N HYWY 89, STE'S A-8, B-2, B-4 FLAGSTAFF | 82387 | JOINT RECRUITING PROGRAM | USACE | 4650 N Highway 89, Suites A-8, B-2, B-4 Flagstaff Mall | United States | Arizona | Coconino | Flagstaff | 86004 | 0.96 | 0.94
3524 | YZUU0001 | WILLIAMS RECREATION ANNEX SITE # 1 | NUEX | LUKE AIR FORCE BASE | AFACT | 1 Highway 188 E | United States | Arizona | Gila | Roosevelt | 85545 | 0.96 | 0.94
7112 | 04986 | SAFFORD | 040NG | ARIZONA NATIONAL GUARD | ARGUARD | Golf Course Road | United States | Arizona | Graham | Safford | 85546 | 0.96 | 0.94
7113 | 04B55 | SAFFORD ARMORY | 040NG | ARIZONA NATIONAL GUARD | ARGUARD | 3625 S US Highway 191 | United States | Arizona | Graham | Safford | 85546 | 0.96 | 0.94
6445 | 04685 | NG BUCKEYE TS | 040NG | ARIZONA NATIONAL GUARD | ARGUARD | 552 North Miler Road | United States | Arizona | Maricopa | Buckeye | 85396 | 0.96 | 0.94
190929 | 823378 | 1404 EAST WHITTEN PLACE CHANDLER | 70132 | INDEPENDENT DUTY HOUSING PROGRAM | USACE | 1404 East Whitten Place | United States | Arizona | Maricopa | Chandler | 85225 | 0.96 | 0.94
191217 | 823573 | 781 S DIANE COURT CHANDLER | 70132 | INDEPENDENT DUTY HOUSING PROGRAM | USACE | 781S Diane Court | United States | Arizona | Maricopa | Chandler | 85248 | 0.96 | 0.94
4376 | 04A40 | CHANDLER ARMORY | 040NG | ARIZONA NATIONAL GUARD | ARGUARD | 2100 S Cooper Road | United States | Arizona | Maricopa | Chandler | 85249 | 0.96 | 0.94
191210 | 823711 | 6731 S. DANIELSON WAY CHANDLER | 70132 | INDEPENDENT DUTY HOUSING PROGRAM | USACE | 6731 S. Danielson Way | United States | Arizona | Maricopa | Chandler | 85249 | 0.96 | 0.94
185141 | 82387-13215 | W CHANDLER 30 CHANDLER | 82387 | JOINT RECRUITING PROGRAM | USACE | 2100 W Chandler Boulevard, 30 Boulevard Shopping C | United States | Arizona | Maricopa | Chandler | 85224 | 0.96 | 0.94
191477 | 824059 | 1543 E NIGHTINGALE LANE CHANDLER | 70132 | INDEPENDENT DUTY HOUSING PROGRAM | USACE | 1543 E Nightingale Lane | United States | Arizona | Maricopa | Chandler | 85226 | 0.96 | 0.94
191486 | 824058 | 2554 E EBONEY DRIVE CHANDLER | 70132 | INDEPENDENT DUTY HOUSING PROGRAM | USACE | 2554 E Eboney Drive | United States | Arizona | Maricopa | Chandler | 85286 | 0.96 | 0.94
2121 | HXCZ0001 | GILA BEND AIR FORCE AUXILIARY FIELD SITE # 1 | NUEX | LUKE AIR FORCE BASE | AFACT | 3096 First Street | United States | Arizona | Maricopa | Gila Bend | 85337 | 0.96 | 0.94
2518 | NURD0001 | THE BARRY M GOLDWATER AIR FORCE RANGE SITE # 1 | NUEX | LUKE AIR FORCE BASE | AFACT | 3096 1st Street | United States | Arizona | Maricopa | Gila Bend | 85337 | 0.96 | 0.94
5012 | 04009 | FORT HUACHUCA GILA BEND AREA | 04005 | FORT HUACHUCA | ARACT | Interstate 8, Exit 119 | United States | Arizona | Maricopa | Gila Bend |  | 0.98 | 0.96
190635 | 822249 | 3309 E MAYBERRY AVE GILBERT | 70132 | INDEPENDENT DUTY HOUSING PROGRAM | USACE | 3309 E Mayberry Avenue | United States | Arizona | Maricopa | Gilbert | 85297 | 0.96 | 0.94
184006 | 82387-12826 | S LINDSAY RD GILBERT | 82387 | JOINT RECRUITING PROGRAM | USACE | 2335 S. Lindsay Road., Suite 105 Lindsay Square | United States | Arizona | Maricopa | Gilbert | 85296 | 0.96 | 0.94
5218 | 04A85 | GLENDALE ARMORY | 040NG | ARIZONA NATIONAL GUARD | ARGUARD | 6202 W Myrtle Avenue | United States | Arizona | Maricopa | Glendale | 85301 | 0.96 | 0.94
182300 | 82387-10942 | 5122 N. 95TH AVENUE GLENDALE | 82387 | JOINT RECRUITING PROGRAM | USACE | 5122 N. 95th Avenue, Suite A-120 | United States | Arizona | Maricopa | Glendale | 85305 | 0.96 | 0.94
182301 | 82387-11164 | 7700 W ARROWHEAD 1160 GLENDALE | 82387 | JOINT RECRUITING PROGRAM | USACE | 7700 W Arrowhead 1160 Arrowhead Towne Center | United States | Arizona | Maricopa | Glendale | 85308 | 0.96 | 0.94
182302 | 82387-11335 | ARROWHEAD PROF CTR GLENDALE | 82387 | JOINT RECRUITING PROGRAM | USACE | 18801 N 79th Avenue B49 Arrowhead Professional Center | United States | Arizona | Maricopa | Glendale | 85308 | 0.96 | 0.94
182303 | 82387-13193 | W ARROWHEAD GLENDALE | 82387 | JOINT RECRUITING PROGRAM | USACE | 7700 W. Arrowhead, Suite 1031 | United States | Arizona | Maricopa | Glendale | 85308 | 0.96 | 0.94
187142 | 82387-11165 | 7700 W ARROWHEAD GLENDALE | 82387 | JOINT RECRUITING PROGRAM | USACE | 7700 W Arrowhead, Suite 2160 | United States | Arizona | Maricopa | Glendale | 85308 | 0.96 | 0.94
191742 | 824146 | 17235 N. 75TH AVE GLENDALE | 82387 | JOINT RECRUITING PROGRAM | USACE | 17235 N 75th Avenue | United States | Arizona | Maricopa | Glendale | 85308 | 0.96 | 0.94
191846 | 823990 | 17560 N 75TH AVE GLENDALE | 82387 | JOINT RECRUITING PROGRAM | USACE | 17560 N 75th Avenue | United States | Arizona | Maricopa | Glendale | 85308 | 0.96 | 0.94
2519 | NURX0001 | LUKE WASTE ANNEX SITE # 1 | NUEX | LUKE AIR FORCE BASE | AFACT | 1200 El Mirage Street | United States | Arizona | Maricopa | Glendale | 85309 | 0.98 | 0.96
185142 | 82387-10585 | 250 N LITCHFIELD RD GOODYEAR | 82387 | JOINT RECRUITING PROGRAM | USACE | 250 N Litchfield Road, Goodyear Financial Center | United States | Arizona | Maricopa | Goodyear | 85338 | 0.96 | 0.94
185143 | 800300 | 1626 N LITCHFIELD GOODYEAR | 82387 | JOINT RECRUITING PROGRAM | USACE | 1626 N Litchfield | United States | Arizona | Maricopa | Goodyear | 85338 | 0.96 | 0.94
190017 | 4234 | GOODYEAR RC | 040NG | ARIZONA NATIONAL GUARD | ARGUARD | 5110 N Dysart Road | United States | Arizona | Maricopa | Goodyear | 85338 | 0.96 | 0.94
183647 | 710866 | 5110 N. DYSART ROAD #156 & #158 LITCHFIELD PARK | 82387 | JOINT RECRUITING PROGRAM | USACE | 5110 N. Dysart Road #156 & #158 | United States | Arizona | Maricopa | Litchfield Park | 85340 | 0.96 | 0.94
2517 | NUEX0001 | LUKE A F BASE SITE # 1 | NUEX | LUKE AIR FORCE BASE | AFACT | 14185 Falcon Street W | United States | Arizona | Maricopa | Luke AFB | 85309 | 0.98 | 0.96
6160 | 04B05 | MESA ARMORY | 040NG | ARIZONA NATIONAL GUARD | ARGUARD | 615 N Center Street | United States | Arizona | Maricopa | Mesa | 85201 | 0.96 | 0.94
191036 | 823043 | 7015 E SOUTHERN AVE MESA | 82387 | JOINT RECRUITING PROGRAM | USACE |  | United States | Arizona | Maricopa | Mesa | 85206 | 0.96 | 0.94
1391 | ANYG0001 | MESA RESEARCH SITE SITE # 1 | NUEX | LUKE AIR FORCE BASE | AFACT | 603 Kent Street S | United States | Arizona | Maricopa | Mesa | 85212 | 0.98 | 0.96
5432 | 04855 | HERREA HALL USAR CENTER | 06510 | 63RD RRC - CALIFORNIA | ARRES | 7334 East Ulysses Avenue | United States | Arizona | Maricopa | Mesa | 85212 | 0.96 | 0.94
3523 | YZJU0001 | WILLIAMS SITE # 1 | NUEX | LUKE AIR FORCE BASE | AFACT | 100 Williams Field Road E | United States | Arizona | Maricopa | Mesa | 85224 | 0.98 | 0.96
184009 | 82387-12764 | S ALMA SCHOOL RD MESA | 82387 | JOINT RECRUITING PROGRAM | USACE | 1550 S Alma School Road. #220 & 240 First Financial Plaza | United States | Arizona | Maricopa | Mesa | 85202 | 0.96 | 0.94
184008 | 82387-13066 | THE SHOPPES AT STAPLEY MESA | 82387 | JOINT RECRUITING PROGRAM | USACE | The Shoppes at Stapley, 1920 S. Stapley Drive., Suites 107-110 | United States | Arizona | Maricopa | Mesa | 85205 | 0.96 | 0.94
170662 | 04A01 | PARADISE VALLEY STOREFRONT RECRUITING | 040NG | ARIZONA NATIONAL GUARD | ARGUARD |  | United States | Arizona | Maricopa | Paradise Valley | 85253 | 0.96 | 0.94
185698 | 710552 | 9494 W. NORTHERN #104 PEORIA | 82387 | JOINT RECRUITING PROGRAM | USACE | 9494 W. Northern #104 | United States | Arizona | Maricopa | Peoria | 85345 | 0.96 | 0.94
186550 | 801126 | W WASHINGTON STREET PHOENIX | 18081 | ARMY MISSION SUPPORT | USACE |  | United States | Arizona | Maricopa | Phoenix | 85003 | 0.96 | 0.94
7062 | 04B35 | ROOSEVELT ARMORY | 040NG | ARIZONA NATIONAL GUARD | ARGUARD | 1614 W Roosevelt Street | United States | Arizona | Maricopa | Phoenix | 85007 | 0.96 | 0.94
3930 | 04845 | BARNES HALL USARC | 06510 | 63RD RRC - CALIFORNIA | ARRES | 6201 East Oak Street | United States | Arizona | Maricopa | Phoenix | 85008 | 0.96 | 0.94
6696 | 04686 | PAPAGO MILITARY RESERVATION | 040NG | ARIZONA NATIONAL GUARD | ARGUARD | 5636 E Mcdowell Road | United States | Arizona | Maricopa | Phoenix | 85008 | 0.96 | 0.94
9490 | 04326 | PPMR CSMS | 040NG | ARIZONA NATIONAL GUARD | ARGUARD | N 52nd Street | United States | Arizona | Maricopa | Phoenix | 85008 | 0.96 | 0.94
270 | N60042-RP | NAVOPSPTCEN PHOENIX | N60042 | NAF EL CENTRO CA | NAVACT | 1201 35th Avenue N | United States | Arizona | Maricopa | Phoenix | 85009 | 0.96 | 0.94
185949 | 801125 | EAST VAN BUREN PHOENIX | 82387 | JOINT RECRUITING PROGRAM | USACE | East Van Buren | United States | Arizona | Maricopa | Phoenix | 85012 | 0.96 | 0.94
7475 | 04B75 | SUNNYSLOPE ARMORY | 040NG | ARIZONA NATIONAL GUARD | ARGUARD | 10222 North 7th Street | United States | Arizona | Maricopa | Phoenix | 85020 | 0.96 | 0.94
188482 | 820369 | 1915 W UNION HILLS DR PHOENIX | 82387 | JOINT RECRUITING PROGRAM | USACE | 1915 W Union Hills Drive | United States | Arizona | Maricopa | Phoenix | 85027 | 0.96 | 0.94
3281 | VTNB0001 | SKY HARBOR IAP SITE # 1 | VTNB | SKY HARBOR IAP | AFGUARD | 3200 Old Tower Road E | United States | Arizona | Maricopa | Phoenix | 85034 | 0.96 | 0.94
190417 | 822752 | 7515 W ENCANTO BLVD PHOENIX | 82387 | JOINT RECRUITING PROGRAM | USACE | 7515 W Encanto Boulevard | United States | Arizona | Maricopa | Phoenix | 85035 | 0.96 | 0.94
170183 | 04073 | ARROWHEAD STOREFRONT RECRUITING | 040NG | ARIZONA NATIONAL GUARD | ARGUARD |  | United States | Arizona | Maricopa | Phoenix | 85038 | 0.96 | 0.94
183657 | 82387-10002 | 1 N 1ST ST PHOENIX | 66155 |  | USACE | 1 N 1st Street, 3rd-4th Floors | United States | Arizona | Maricopa | Phoenix | 85004 | 0.96 | 0.94
183649 | 82387-13212 | W CAMELBACK RD PHOENIX | 82387 | JOINT RECRUITING PROGRAM | USACE | 1990 W. Camelback Road, Suite 108 | United States | Arizona | Maricopa | Phoenix | 85015 | 0.96 | 0.94
183651 | 82387-13197 | W BETHANY HM RD PHOENIX | 82387 | JOINT RECRUITING PROGRAM | USACE | 1703 W Bethany Home Road, Units A & B | United States | Arizona | Maricopa | Phoenix | 85015 | 0.96 | 0.94
6781 | 0499A | PHOENIX USAR #2 | 06510 | 63RD RRC - CALIFORNIA | ARRES | 2015 West Deer Valley Road | United States | Arizona | Maricopa | Phoenix | 85027 | 0.96 | 0.94
183650 | 82387-13160 | VILLAGE CENTER PHOENIX | 82387 | JOINT RECRUITING PROGRAM | USACE | 4308 E. Cactus Road, Village Center Suites 1,2,3,& 4 | United States | Arizona | Maricopa | Phoenix | 85032 | 0.96 | 0.94
7294 | 04B25 | SKY HARBOR AIRPORT - PHOENIX | 040NG | ARIZONA NATIONAL GUARD | ARGUARD | 2730 Sky Harbor Boulevard | United States | Arizona | Maricopa | Phoenix | 85034 | 0.96 | 0.94
183653 | 710720 | 2320 E. BASELINE RD #152 PHOENIX | 82387 | JOINT RECRUITING PROGRAM | USACE | 2320 E. Baseline Road | United States | Arizona | Maricopa | Phoenix | 85042 | 0.96 | 0.94
183654 | 711256 | 2070 EAST BASELINE ROAD, #108 PHOENIX | 18081 | ARMY MISSION SUPPORT | USACE | 2070 East Baseline Road, #108 | United States | Arizona | Maricopa | Phoenix | 85042 | 0.96 | 0.94
190794 | 04A02 | UNION HILLS STOREFRONT RECRUITING | 040NG | ARIZONA NATIONAL GUARD | ARGUARD |  | United States | Arizona | Maricopa | Phoenix | 85050 | 0.96 | 0.94
183648 | 82387-11280 | 9617 METROCTR PKY W PHOENIX | 82387 | JOINT RECRUITING PROGRAM | USACE | 9617 Metrocenter Parkway | United States | Arizona | Maricopa | Phoenix | 85051 | 0.96 | 0.94
190606 | 702436 | 15600 N BLACK CANYON PHOENIX | 82387 | JOINT RECRUITING PROGRAM | USACE | 15600 N Black Canyon Highway, Suite C-106 | United States | Arizona | Maricopa | Phoenix | 85053 | 0.96 | 0.94
189665 | 821790 | 1155 E NICKLEBACK ST QUEEN CREEK | 70132 | INDEPENDENT DUTY HOUSING PROGRAM | USACE | 1155 E Nickleback Street | United States | Arizona | Maricopa | Queen Creek | 85143 | 0.96 | 0.94
191169 | 823631 | 33223 N. SLATE CREEK DR QUEEN CREEK | 70132 | INDEPENDENT DUTY HOUSING PROGRAM | USACE | 33223 N. Slate Creek Drive | United States | Arizona | Maricopa | Queen Creek | 85143 | 0.96 | 0.94
7014 | 04988 | RITTENHOUSE TS | 040NG | ARIZONA NATIONAL GUARD | ARGUARD | 22048 S EllSWorth Road | United States | Arizona | Maricopa | Queen Creek | 85242 | 0.96 | 0.94
187430 | 801127 | E RITTENHOUSE ROAD QUEEN CREEK | 82387 | JOINT RECRUITING PROGRAM | USACE | E Rittenhouse Road | United States | Arizona | Maricopa | Queen Creek | 85242 | 0.96 | 0.94
6890 | 04B54 | PROJECT CHALLENGE | 040NG | ARIZONA NATIONAL GUARD | ARGUARD | 20395 E Rittenhouse Road | United States | Arizona | Maricopa | Queen Creek | 85242 | 0.96 | 0.94
183019 | 800302 | 2525 N SCOTTSDALE ROAD | 82387 | JOINT RECRUITING PROGRAM | USACE | 2525 N Scottsdale Road | United States | Arizona | Maricopa | Scottsdale | 85287 | 0.96 | 0.94
190163 | 04106 | SCOTTSDALE USAR CENTER | 06510 | 63RD RRC - CALIFORNIA | ARRES | 8705 E McDowell Road | United States | Arizona | Maricopa | Scottsdale | 85287 | 0.96 | 0.94
191348 | 823815 | 5302 EAST BECK LANE SCOTTSDALE | 70132 | INDEPENDENT DUTY HOUSING PROGRAM | USACE | 5302 East Beck Lane | United States | Arizona | Maricopa | Scottsdale | 85254 | 0.96 | 0.94
184013 | 800303 | 17014 W BELL ROAD SURPRISE | 82387 | JOINT RECRUITING PROGRAM | USACE | 17014 W Bell Road | United States | Arizona | Maricopa | Surprise | 85379 | 0.96 | 0.94
184012 | 82387-10374 | 17058 W BELL RD. #108 SURPRISE | 82387 | JOINT RECRUITING PROGRAM | USACE | 17058 W Bell Road, #108 Cotton Lane Shops | United States | Arizona | Maricopa | Surprise | 85379 | 0.96 | 0.94
7525 | 04A90 | TEMPE READINESS CENTER | 040NG | ARIZONA NATIONAL GUARD | ARGUARD | 1000 East University Drive | United States | Arizona | Maricopa | Tempe | 85281 | 0.96 | 0.94
9482 | 04205 | KINGMAN LEASED RC | 040NG | ARIZONA NATIONAL GUARD | ARGUARD | 770 W Beale Street | United States | Arizona | Maricopa | Tempe | 85281 | 0.96 | 0.94
189144 | 820645 | 80 E RIO SALADO PKWY TEMPE | 82387 | JOINT RECRUITING PROGRAM | USACE | 80 E Rio Salado Parkway | United States | Arizona | Maricopa | Tempe | 85281 | 0.96 | 0.94
185299 | 82387-11662 | E BROADWAY RD TEMPE | 82387 | JOINT RECRUITING PROGRAM | USACE | 1350 E Broadway Road, Suite 103 | United States | Arizona | Maricopa | Tempe | 85282 | 0.96 | 0.94
2516 | NUEF0001 | LUKE AIR FORCE AUXILIARY FIELD NO 1 SITE # 1 | NUEX | LUKE AIR FORCE BASE | AFACT | 211th Avenue | United States | Arizona | Maricopa | Wittmann | 85361 | 0.98 | 0.96
183017 | 82387-11970 | HANCOCK RD 145 BULLHEAD CITY | 82387 | JOINT RECRUITING PROGRAM | USACE | 967 Hancock Road, 145 Armed Forces Center | United States | Arizona | Mohave | Bullhead City | 86442 | 0.96 | 0.94
183018 | 82387-13093 | TUCKER KINGMAN | 82387 | JOINT RECRUITING PROGRAM | USACE | 114 Tucker Street, Suite 4 | United States | Arizona | Mohave | Kingman | 86401 | 0.96 | 0.94
184007 | 82387-12248 | MCCULLOCH BLVD LAKE HAVASU CITY | 82387 | JOINT RECRUITING PROGRAM | USACE | 2156 McCullock Boulevard | United States | Arizona | Mohave | Lake Havasu City | 86403 | 0.96 | 0.94
7272 | 04B65 | SHOWLOW ARMORY | 040NG | ARIZONA NATIONAL GUARD | ARGUARD | 3600 E Deuce Of Clubs | United States | Arizona | Navajo | Show Low | 85901 | 0.96 | 0.94
188912 | 820558 | PEBBLE CREEK PLAZA | 82387 | JOINT RECRUITING PROGRAM | USACE | 2707 S White Mountain Road | United States | Arizona | Navajo | Show Low | 85901 | 0.96 | 0.94
182304 | 82387-12890 | S WHITE MTN SHOW LOW | 82387 | JOINT RECRUITING PROGRAM | USACE | 2707 S White Mountain Road, Pebble Creek Village | United States | Arizona | Navajo | Show Low | 85901 | 0.96 | 0.94
1653 | FBPW0001 | DAVIS-MONTHAN RADIO RELAY ANNEX SITE # 1 | FBNV | DAVIS MONTHAN AFB | AFACT | 1 Control Road N | United States | Arizona | Pima | Catalina | 85738 | 0.98 | 0.95
1652 | FBPP0001 | DAVIS-MONTHAN AF MISSILE SITE NO 12 SITE # 1 | FBNV | DAVIS MONTHAN AFB | AFACT | 122661 Broadway Road | United States | Arizona | Pima | Davis Monthan AFB | 85653 | 0.98 | 0.95
1650 | FBNV0001 | DAVIS MONTHAN AFB SITE # 1 | FBNV | DAVIS MONTHAN AFB | AFACT | 2775 Craycroft Road S | United States | Arizona | Pima | Davis Monthan AFB | 85707 | 0.98 | 0.95
1651 | FBPK0001 | DAVIS-MONTHAN AF MISSILE SITE N0 8 SITE # 1 | FBNV | DAVIS MONTHAN AFB | AFACT | 1580 Duval Mine Road W | United States | Arizona | Pima | Green Valley | 85614 | 0.98 | 0.95
7283 | 04B03 | SILVER BELL ARMY HELIPORT | 040NG | ARIZONA NATIONAL GUARD | ARGUARD | 24641 E Pinal Air Park Road, Suite 4 | United States | Arizona | Pima | Marana | 85653 | 0.96 | 0.93
190256 | 822203 | 100 N STONE AVE TUCSON | 82387 | JOINT RECRUITING PROGRAM | USACE | 100 N Stone Ave | United States | Arizona | Pima | Tucson | 85701 | 0.96 | 0.93
170203 | 04393 | TUCSON STOREFRONT RECRUITING | 040NG | ARIZONA NATIONAL GUARD | ARGUARD | 7250 N La Cholla Blvd | United States | Arizona | Pima | Tucson | 85705 | 0.96 | 0.93
3363 | XHEA0001 | TUCSON IAP ARZ SITE # 1 | XHEA | TUCSON IAP ARZ | AFGUARD | 1500 Valencia Road E | United States | Arizona | Pima | Tucson | 85706 | 0.96 | 0.93
7690 | 04B86 | VALENCIA READINESS CENTER | 040NG | ARIZONA NATIONAL GUARD | ARGUARD | 5500 East Valencia Road | United States | Arizona | Pima | Tucson | 85706 | 0.96 | 0.93
3756 | 04875 | ALLEN HALL USARC | 06510 | 63RD RRC - CALIFORNIA | ARRES | 1750 East Silverlake Road | United States | Arizona | Pima | Tucson | 85713 | 0.96 | 0.93
7284 | 04B85 | SILVERLAKE ARMORY | 040NG | ARIZONA NATIONAL GUARD | ARGUARD | 1750 E Silverlake Road | United States | Arizona | Pima | Tucson | 85713 | 0.96 | 0.93
188909 | 820560 | MAIN GATE | 82387 | JOINT RECRUITING PROGRAM | USACE | Main Gate Square | United States | Arizona | Pima | Tucson | 85719 | 0.96 | 0.93
191518 | 823726 | 747 N. PARK AVE TUSCON | 82387 | JOINT RECRUITING PROGRAM | USACE | 747 N. Park Avenue | United States | Arizona | Pima | Tucson | 85719 | 0.96 | 0.93
1351 | ACHA0001 | AIR FORCE PLANT 44 SITE # 1 | TTQK | AIR FORCE PLANT 44 | AFACT | 1151 Hermans Road E | United States | Arizona | Pima | Tucson | 85734 | 0.96 | 0.93
186685 | 82387-10891 | 4550 TO 56 E BROADWAY TUCSON | 82387 | JOINT RECRUITING PROGRAM | USACE | 4550 to 4556 E Broadway, Mid Star Plaza | United States | Arizona | Pima | Tucson | 85711 | 0.96 | 0.93
183646 | 82387-10136 | 1183 W. IRVINGTON ROAD TUCSON | 82387 | JOINT RECRUITING PROGRAM | USACE | 1183 W. Irvington Road, Suites 101, 111, AND 119 | United States | Arizona | Pima | Tucson | 85714 | 0.96 | 0.93
183643 | 82387-12400 | N KOLB RD TUCSON | 82387 | JOINT RECRUITING PROGRAM | USACE | 1105 N Kolb Road, Dorado Plaza | United States | Arizona | Pima | Tucson | 85715 | 0.96 | 0.93
183641 | 82387-11760 | E SPEEDWAY BVD TUCSON | 82387 | JOINT RECRUITING PROGRAM | USACE | 2302 E. Speedway Boulevard, Suites 108,110,112,102 | United States | Arizona | Pima | Tucson | 85719 | 0.96 | 0.93
183642 | 82387-11605 | DESERT SPRINGS CTR TUSCON | 82387 | JOINT RECRUITING PROGRAM | USACE | 7320 N La Cholla Boulevard, Desert Springs Center #104A,B,C,D | United States | Arizona | Pima | Tucson | 85741 | 0.96 | 0.93
4341 | 04A30 | CASA GRANDE ARMORY | 040NG | ARIZONA NATIONAL GUARD | ARGUARD | 310 E Cottonwood Lane | United States | Arizona | Pinal | Casa Grande | 85222 | 0.96 | 0.94
4342 | 04987 | CASA GRANDE TS | 040NG | ARIZONA NATIONAL GUARD | ARGUARD |  | United States | Arizona | Pinal | Casa Grande | 85222 | 0.96 | 0.94
189191 | 820629 | 1609 E FLORENCE BLVD CASA GRANDE | 82387 | JOINT RECRUITING PROGRAM | USACE | 1609 E Florence Boulevard | United States | Arizona | Pinal | Casa Grande | 85222 | 0.96 | 0.94
4544 | 04A50 | COOLIDGE ARMORY | 040NG | ARIZONA NATIONAL GUARD | ARGUARD | 1150 N 4th Street | United States | Arizona | Pinal | Coolidge | 85228 | 0.96 | 0.94
4961 | 04989 | FLORENCE MILITARY RESERVATION | 040NG | ARIZONA NATIONAL GUARD | ARGUARD | 600 E Track Road | United States | Arizona | Pinal | Florence | 85232 | 0.96 | 0.94
9516 | 04739 | FMR EAST | 040NG | ARIZONA NATIONAL GUARD | ARGUARD |  | United States | Arizona | Pinal | Florence | 85232 | 0.96 | 0.94
9517 | 04917 | FMR WEST | 040NG | ARIZONA NATIONAL GUARD | ARGUARD |  | United States | Arizona | Pinal | Florence | 85232 | 0.96 | 0.94
9521 | 04235 | NEWMANS PEAK | 040NG | ARIZONA NATIONAL GUARD | ARGUARD | Northwest of Picacho Peak State Park | United States | Arizona | Pinal | Marana | 85653 | 0.96 | 0.94
2122 | HXDE0001 | GILA RIVER SPACE SURVEILLANCE STATION | TDKA | PETERSON AFB | AFACT | Highway 347 North of Maricopia | United States | Arizona | Pinal | Maricopia | 85239 | 0.96 | 0.94
6784 | 04B45 | PICACHO AVIATION TS | 040NG | ARIZONA NATIONAL GUARD | ARGUARD | 6546 E Camino Adelante Road | United States | Arizona | Pinal | Picacho | 85241 | 0.96 | 0.94
191780 | 824350 | 1696 E. MAGNUM RD SAN TAN VALLEY | 70132 | INDEPENDENT DUTY HOUSING PROGRAM | USACE | 1696 E, Magnum Road | United States | Arizona | Pinal | Unknown | 85140 | 0.96 | 0.94
6550 | 04B10 | NOGALES ARMORY | 040NG | ARIZONA NATIONAL GUARD | ARGUARD | 918 N Western Avenue | United States | Arizona | Santa Cruz | Nogales | 85621 | 0.96 | 0.94
6881 | 04B50 | PRESCOTT ARMORY | 040NG | ARIZONA NATIONAL GUARD | ARGUARD | 1500 Heritage Park Road | United States | Arizona | Yavapai | Prescott | 86302 | 0.96 | 0.94
184943 | 710382 | 3250 GATEWAY BLVD.#1 PRESCOTT | 82387 | JOINT RECRUITING PROGRAM | USACE | 3250 Gateway Boulevard, #1 Prescott Gateway Mall | United States | Arizona | Yavapai | Prescott | 86303 | 0.96 | 0.94
58 | M62974-0003 | MARTINEZ LAKE | M62974 | MCAS YUMA AZ | MCACT | Martinez Lake Road | United States | Arizona | Yuma | Martinez Lake | 85365 | 1.14 | 1.12
191455 | M62974-CO | COLFRED AIRFIELD | M62974 | MCAS YUMA AZ | MCACT |  | United States | Arizona | Yuma | Roll | 85352 | 1.14 | 1.12
3547 | ZQXJ0001 | YUMA RADAR SITE (TARS #1) SITE # 1 | AAWZ | ACC AMIC | AFACT | Route 95, Mile Marker 57.5 | United States | Arizona | Yuma | Unknown | 85367 | 1.14 | 1.12
60 | M62974-0005 | BARRY GOLDWATER RANGE | M62974 | MCAS YUMA AZ | MCACT | East County 19 Road | United States | Arizona | Yuma | Yuma | 85356 | 1.14 | 1.12
8008 | 04C15 | YUMA READINESS CENTER | 040NG | ARIZONA NATIONAL GUARD | ARGUARD | 6550 East 24th Street | United States | Arizona | Yuma | Yuma | 85364 | 1.14 | 1.12
57 | M62974-0002 | 16TH ST HOUSING | M62974 | MCAS YUMA AZ | MCACT | 5027 31st Drive W | United States | Arizona | Yuma | Yuma | 85365 | 1.14 | 1.12
8007 | 04985 | YUMA PROVING GROUND | 04985 | YUMA PROVING GROUND | ARACT | 301 South Avenue C | United States | Arizona | Yuma | Yuma | 85365 | 1.14 | 1.12
184412 | 800304 | 1630 S PACIFIC AVENUE YUMA | 82387 | JOINT RECRUITING PROGRAM | USACE | 1630 S Pacific Avenue | United States | Arizona | Yuma | Yuma | 85365 | 1.14 | 1.12
187815 | M62974-0006 | AIR CONTROL TOWER | M62974 | MCAS YUMA AZ | MCACT | 1898 Round Potrero Road | United States | Arizona | Yuma | Yuma | 85365 | 1.14 | 1.12
56 | M62974-0001 | MCAS YUMA MAIN BASE | M62974 | MCAS YUMA AZ | MCACT | 980 Shaw Avenue W | United States | Arizona | Yuma | Yuma | 85369 | 1.14 | 1.12
191280 | M62974-TP | TELEGRAPH PASS | M62974 | MCAS YUMA AZ | MCACT |  | United States | Arizona | Yuma | Yuma | 85367 | 1.14 | 1.12
7458 | 05D35 | STUTTGART | 050NG | ARKANSAS NATIONAL GUARD | ARGUARD | East First Street | United States | Arkansas | Arkansas | Stuttgart | 72160 | 0.79 | 0.76
4597 | 05A75 | CROSSETT | 050NG | ARKANSAS NATIONAL GUARD | ARGUARD | 705 North Florida Street | United States | Arkansas | Ashley | Crossett | 71635 | 0.79 | 0.76
6299 | 05C40 | MOUNTAIN HOME | 050NG | ARKANSAS NATIONAL GUARD | ARGUARD | 1640 Fuller Street | United States | Arkansas | Baxter | Mountain Home | 72653 | 0.79 | 0.76
189916 | 822093 | 413 OVERHILL ROAD MOUNTAIN HOME | 70132 | INDEPENDENT DUTY HOUSING PROGRAM | USACE | 413 Overhill Road | United States | Arkansas | Baxter | Mountain Home | 72653 | 0.79 | 0.76
190283 | 822575 | 14 APACHE CIRCLE MOUNTAIN HOME | 70132 | INDEPENDENT DUTY HOUSING PROGRAM | USACE | 14 Apache Circle | United States | Arkansas | Baxter | Mountain Home | 72653 | 0.79 | 0.76
184700 | 710926 | 1310 HIGHWAY 62 WEST MOUNTAIN HOME | 82387 | JOINT RECRUITING PROGRAM | USACE | 1310 Highway 62 West | United States | Arkansas | Baxter | Mountain Home | 72653 | 0.79 | 0.76
189684 | 821829 | 31 RILLINGTON DRIVE BELLA VISTA | 70132 | INDEPENDENT DUTY HOUSING PROGRAM | USACE | 31 Rillington Drive | United States | Arkansas | Benton | Bella Vista | 72715 | 0.79 | 0.76
170651 | 05450 | NW ARKANSAS AFRC | 050NG | ARKANSAS NATIONAL GUARD | ARGUARD | 6800 SW Minuteman Avenue | United States | Arkansas | Benton | Bentonville | 72712 | 0.79 | 0.76
191773 | 05D02 | BENTONVILLE RECRUITING | 050NG | ARKANSAS NATIONAL GUARD | ARGUARD |  | United States | Arkansas | Benton | Bentonville | 72712 | 0.79 | 0.76
7052 | 05D01 | ROGERS | 050NG | ARKANSAS NATIONAL GUARD | ARGUARD | 1408 W 1st Street | United States | Arkansas | Benton | Rogers | 72756 | 0.79 | 0.76
189615 | 821728 | 3717 W. WOOD STREET ROGERS | 70132 | INDEPENDENT DUTY HOUSING PROGRAM | USACE | 31 Rillington Drive | United States | Arkansas | Benton | Rogers | 72756 | 0.79 | 0.76
183246 | 82387-13325 | W WALNUT ST ROGERS | 82387 | JOINT RECRUITING PROGRAM | USACE | 4608 West Walnut Street | United States | Arkansas | Benton | Rogers | 72756 | 0.79 | 0.76
191713 | 824096 | 5421 W HORSEBARN LN ROGERS | 70132 | INDEPENDENT DUTY HOUSING PROGRAM | USACE | 5421 W Horsebarn Lane | United States | Arkansas | Benton | Rogers | 72758 | 0.79 | 0.76
170177 | 05330 | ROGERS RECRUITING | 050NG | ARKANSAS NATIONAL GUARD | ARGUARD | W Walnut Street | United States | Arkansas | Benton | Rpgers | 72756 | 0.79 | 0.76
7282 | 05D25 | SILOAM SPRINGS | 050NG | ARKANSAS NATIONAL GUARD | ARGUARD | 1333 E Main Street | United States | Arkansas | Benton | Siloam Springs | 72761 | 0.79 | 0.76
4389 | 05345 | CHARLES L GILLIHAND USARC | 06510 | 63RD RRC - CALIFORNIA | ARRES | 601 W Sherman Avenue | United States | Arkansas | Boone | Harrison | 72601 | 0.79 | 0.76
5363 | 05B45 | HARRISON | 050NG | ARKANSAS NATIONAL GUARD | ARGUARD | 2810 Airport Road | United States | Arkansas | Boone | Harrison | 72601 | 0.79 | 0.76
170780 | 05B46 | HARRISON ARNGRC | 050NG | ARKANSAS NATIONAL GUARD | ARGUARD |  | United States | Arkansas | Boone | Harrison | 72601 | 0.79 | 0.76
184451 | 82387-12040 | HWY 62/65 N HARRISON | 82387 | JOINT RECRUITING PROGRAM | USACE | 1320B Highway 62/65 North | United States | Arkansas | Boone | Harrison | 72601 | 0.79 | 0.76
7782 | 05D57 | WARREN RC and OMS 5 | 050NG | ARKANSAS NATIONAL GUARD | ARGUARD | 101 Industrial Park Drive | United States | Arkansas | Bradley | Warren | 71671 | 0.79 | 0.76
4012 | 05A35 | BERRYVILLE | 050NG | ARKANSAS NATIONAL GUARD | ARGUARD | 1002 South Main Street | United States | Arkansas | Carroll | Berryville | 72616 | 0.79 | 0.76
188980 | 05047 | ARKADELPHIA AFRC | 06510 | 63RD RRC - CALIFORNIA | ARRES | 35 McClellan Boulevard | United States | Arkansas | Clark | Arkadelphia | 71923 | 0.79 | 0.76
3837 | 5090 | ARKADELPHIA USARC | 06510 | 63RD RRC - CALIFORNIA | ARRES |  | United States | Arkansas | Clark | Arkadelphia | 71923 | 0.79 | 0.76
183638 | 710260 | CITY OF ARKADELPHIA ARKADELPHIA | 18081 | ARMY MISSION SUPPORT | USACE | City of Arkadelphia | United States | Arkansas | Clark | Arkadelphia | 71923 | 0.79 | 0.76
185697 | 05250-10009 | HWY 67 ARKADELPHIA | 06510 | 63RD RRC - CALIFORNIA | ARRES | US Highway 67 | United States | Arkansas | Clark | Arkadelphia | 71923 | 0.79 | 0.76
6952 | 05C95 | RECTOR | 050NG | ARKANSAS NATIONAL GUARD | ARGUARD | 600 East 9th Street | United States | Arkansas | Clay | Rector | 72461 | 0.79 | 0.76
5404 | 05B55 | HEBER SPRINGS | 050NG | ARKANSAS NATIONAL GUARD | ARGUARD | 701 South 7th Street | United States | Arkansas | Cleburne | Heber Springs | 72543 | 0.79 | 0.76
6027 | 05B95 | MAGNOLIA | 050NG | ARKANSAS NATIONAL GUARD | ARGUARD | 100 East University Street | United States | Arkansas | Columbia | Magnolia | 71753 | 0.79 | 0.76
6275 | 05C35 | MORRILTON | 050NG | ARKANSAS NATIONAL GUARD | ARGUARD | 306 Will Street | United States | Arkansas | Conway | Morrilton | 72110 | 0.79 | 0.76
5654 | 05B70 | JONESBORO | 050NG | ARKANSAS NATIONAL GUARD | ARGUARD | 1921 Aggie Road | United States | Arkansas | Craighead | Jonesboro | 72401 | 0.79 | 0.76
188601 | 05001 | JONESBORO AFRC | 06510 | 63RD RRC - CALIFORNIA | ARRES | 6109 C W Post Road | United States | Arkansas | Craighead | Jonesboro | 72401 | 0.79 | 0.76
188740 | 820549 | 301 PROSPECT FARM ROAD | 70132 | INDEPENDENT DUTY HOUSING PROGRAM | USACE | 301 Prospect Farm Lane | United States | Arkansas | Craighead | Jonesboro | 72401 | 0.79 | 0.76
189354 | 821429 | 1907 MACON COVE JONESBORO | 70132 | INDEPENDENT DUTY HOUSING PROGRAM | USACE | 1907 Macon Cove | United States | Arkansas | Craighead | Jonesboro | 72401 | 0.79 | 0.76
189466 | 821555 | 2200 SWEETGUM JONESBORO | 70132 | INDEPENDENT DUTY HOUSING PROGRAM | USACE | 2200 Sweet Gum Drive | United States | Arkansas | Craighead | Jonesboro | 72401 | 0.79 | 0.76
189561 | 05237 | JONESBORO STOREFRONT RECRUITING | 050NG | ARKANSAS NATIONAL GUARD | ARGUARD | 1115 S Caraway Road | United States | Arkansas | Craighead | Jonesboro | 72401 | 0.79 | 0.76
190531 | 822482 | 3616 LEXEE DRIVE JONESBORO | 70132 | INDEPENDENT DUTY HOUSING PROGRAM | USACE | 3616 Lexee Drive | United States | Arkansas | Craighead | Jonesboro | 72404 | 0.79 | 0.76
191694 | 824306 | 3133 SISTINE CHAPEL CIRCLE JONESBORO | 70132 | INDEPENDENT DUTY HOUSING PROGRAM | USACE | 3133 Sistine Chapel Circle | United States | Arkansas | Craighead | Jonesboro | 72404 | 0.79 | 0.76
5656 | 5370 | JONESBORO USARC | 06510 | 63RD RRC - CALIFORNIA | ARRES |  | United States | Arkansas | Craighead | Jonesboro | 72401 | 0.79 | 0.76
185144 | 82387-13009 | STADIUM BLVD JONESBORO | 82387 | JOINT RECRUITING PROGRAM | USACE | 1923 Stadium Boulevard | United States | Arkansas | Craighead | Jonesboro | 72401 | 0.79 | 0.76
191417 | 823993 | 303 BANCARIO ROAD MARION | 82387 | JOINT RECRUITING PROGRAM | USACE | 303 Bancario Road | United States | Arkansas | Crittenden | Marion | 72364 | 0.79 | 0.76
7851 | 05D65 | WEST MEMPHIS | 050NG | ARKANSAS NATIONAL GUARD | ARGUARD | 1700 North Avalon Street | United States | Arkansas | Crittenden | West Memphis | 72301 | 0.79 | 0.76
182307 | 82387-12950 | SHOPPINGWAY BLVD WEST MEMPHIS | 82387 | JOINT RECRUITING PROGRAM | USACE | 260 Shoppingway Boulevard | United States | Arkansas | Crittenden | West Memphis | 72301 | 0.79 | 0.76
7979 | 05D70 | WYNNE | 050NG | ARKANSAS NATIONAL GUARD | ARGUARD | 305 East Helen Avenue | United States | Arkansas | Cross | Wynne | 72396 | 0.79 | 0.76
6256 | 05C30 | MONTICELLO | 050NG | ARKANSAS NATIONAL GUARD | ARGUARD | 809 Jordan Drive | United States | Arkansas | Drew | Monticello | 71655 | 0.79 | 0.76
184015 | 82387-13232 | W GAINES ST MONTICELLO | 82387 | JOINT RECRUITING PROGRAM | USACE | 533 West Gaines Avenue | United States | Arkansas | Drew | Monticello | 71655 | 0.79 | 0.76
4540 | 05A70 | CONWAY | 050NG | ARKANSAS NATIONAL GUARD | ARGUARD | 300 Exchange Avenue | United States | Arkansas | Faulkner | Conway | 72032 | 0.79 | 0.76
4542 | 05A71 | CONWAY ARNGRC/FMS | 050NG | ARKANSAS NATIONAL GUARD | ARGUARD | South Exchange Avenue | United States | Arkansas | Faulkner | Conway | 72032 | 0.79 | 0.76
4841 | 05862 | ELDRIDGE-HARRINGTON USARC | 06510 | 63RD RRC - CALIFORNIA | ARRES | 1350 Thomas G. Wilson Drive | United States | Arkansas | Faulkner | Conway | 72032 | 0.79 | 0.76
170187 | 05984 | CONWAY RECRUITING | 050NG | ARKANSAS NATIONAL GUARD | ARGUARD | 1113 Museum Road | United States | Arkansas | Faulkner | Conway | 72032 | 0.79 | 0.76
191320 | 823929 | 2135 NATURE TRAIL CONWAY | 70132 | INDEPENDENT DUTY HOUSING PROGRAM | USACE | 2135 Nature Trail | United States | Arkansas | Faulkner | Conway | 72032 | 0.79 | 0.76
183044 | 82387-12315 | MUSEUM RD CONWAY | 82387 | JOINT RECRUITING PROGRAM | USACE | 1150 Museum Road | United States | Arkansas | Faulkner | Conway | 72032 | 0.79 | 0.76
6681 | 05C60 | OZARK | 050NG | ARKANSAS NATIONAL GUARD | ARGUARD | 1907 W Commercial Street | United States | Arkansas | Franklin | Ozark |  | 0.79 | 0.76
4032 | 05310 | BG WILLIAM O DARBY USARC | 06510 | 63RD RRC - CALIFORNIA | ARRES | 101 Frontier Road | United States | Arkansas | Franklin | Unknown | 72923 | 0.79 | 0.76
188597 | 05519 | JONATHAN M. CHEATHAM AFRC | 06510 | 63RD RRC - CALIFORNIA | ARRES | 2161 Albert Pike Road | United States | Arkansas | Garland | Hot Springs | 71913 | 0.79 | 0.76
5491 | 5355 | HOT SPRINGS USARC | 06510 | 63RD RRC - CALIFORNIA | ARRES |  | United States | Arkansas | Garland | Hot Springs | 71901 | 0.79 | 0.76
185300 | 82387-11485 | CENTRAL AVE HOT SPRINGS | 82387 | JOINT RECRUITING PROGRAM | USACE | 3935 Central Avenue, Central Centre Building | United States | Arkansas | Garland | Hot Springs | 71901 | 0.79 | 0.76
7263 | 05D20 | SHERIDAN | 050NG | ARKANSAS NATIONAL GUARD | ARGUARD | 91 Grant 74 | United States | Arkansas | Grant | Sheridan | 72150 | 0.79 | 0.76
190362 | 821622 | 41 MATT LANE SHERIDAN | 70132 | INDEPENDENT DUTY HOUSING PROGRAM | USACE | 41 Matt Lane | United States | Arkansas | Grant | Sheridan | 72150 | 0.79 | 0.76
6697 | 05C65 | PARAGOULD | 050NG | ARKANSAS NATIONAL GUARD | ARGUARD | 1201 Highway 135 N | United States | Arkansas | Greene | Paragould | 72450 | 0.79 | 0.76
5481 | 05B60 | HOPE | 050NG | ARKANSAS NATIONAL GUARD | ARGUARD | 2400 Holiday Drive | United States | Arkansas | Hempstead | Hope | 71801 | 0.79 | 0.76
6044 | 05C00 | MALVERN | 050NG | ARKANSAS NATIONAL GUARD | ARGUARD | 1430 Division Street | United States | Arkansas | Hot Spring | Malvern | 72104 | 0.79 | 0.76
6045 | 05280 | MALVERN OMS | 06510 | 63RD RRC - CALIFORNIA | ARRES | 117 Industrial Road | United States | Arkansas | Hot Spring | Malvern |  | 0.79 | 0.76
3946 | 05A15 | BATESVILLE | 050NG | ARKANSAS NATIONAL GUARD | ARGUARD | 1690 White Drive | United States | Arkansas | Independence | Batesville | 72501 | 0.79 | 0.76
183639 | 82387-10765 | 3502 HARRISON STREET BATESVILLE | 82387 | JOINT RECRUITING PROGRAM | USACE | 3502 Harrison Street | United States | Arkansas | Independence | Batesville | 72501 | 0.79 | 0.76
6425 | 05C45 | NEWPORT | 050NG | ARKANSAS NATIONAL GUARD | ARGUARD | 2000 Fairgrounds Road | United States | Arkansas | Jackson | Newport | 72112 | 0.79 | 0.76
184463 | 800351 | 5500 SOUTH OLIVE STREET PINE BLUFF | 82387 | JOINT RECRUITING PROGRAM | USACE | 5500 South Olive Street | United States | Arkansas | Jefferson | Pine Bluff | 71611 | 0.78 | 0.75
7137 | 05395 | SAMUEL S STONE JR USARC | 06510 | 63RD RRC - CALIFORNIA | ARRES | 1000 N Myrtle Street | United States | Arkansas | Jefferson | Pine Bluff | 71611 | 0.78 | 0.75
6798 | 05087 | PINE BLUFF ARSENAL | 05087 | PINE BLUFF ARSENAL | ARACT | 10020 Kabrich Circle | United States | Arkansas | Jefferson | White Hall | 71602 | 0.8 | 0.77
4446 | 05A65 | CLARKSVILLE | 050NG | ARKANSAS NATIONAL GUARD | ARGUARD | 300 Scroggins Road | United States | Arkansas | Johnson | Clarksville | 72830 | 0.79 | 0.76
3211 | UAUH0001 | RED RIVER SPACE SURVEILLANCE STATION | TDKA | PETERSON AFB | AFACT | County Road 65 | United States | Arkansas | Lafayette | Lewisville | 71845 | 0.79 | 0.76
7766 | 05D50 | WALNUT RIDGE | 050NG | ARKANSAS NATIONAL GUARD | ARGUARD | 1121 S.E. Front Street | United States | Arkansas | Lawrence | Walnut Ridge | 72476 | 0.79 | 0.76
4097 | 05A45 | BOONEVILLE | 050NG | ARKANSAS NATIONAL GUARD | ARGUARD | 3611 East Highway 10 | United States | Arkansas | Logan | Booneville | 72927 | 0.79 | 0.76
170768 | 05A46 | BOONEVILLE ARNGRC | 050NG | ARKANSAS NATIONAL GUARD | ARGUARD |  | United States | Arkansas | Logan | Booneville | 72927 | 0.79 | 0.76
6699 | 05C70 | PARIS | 050NG | ARKANSAS NATIONAL GUARD | ARGUARD | 800 W Grober Street | United States | Arkansas | Logan | Paris | 72855 | 0.79 | 0.76
4202 | 05A52 | CABOT ARNGRC | 050NG | ARKANSAS NATIONAL GUARD | ARGUARD | 200 E Main Street | United States | Arkansas | Lonoke | Cabot | 72023 | 0.79 | 0.76
186620 | 800516 | TYLER COVE CABOT | 70132 | INDEPENDENT DUTY HOUSING PROGRAM | USACE | Tyler Cove | United States | Arkansas | Lonoke | Cabot | 72023 | 0.79 | 0.76
5952 | 05B90 | LONOKE | 050NG | ARKANSAS NATIONAL GUARD | ARGUARD | 2005 E Front Street | United States | Arkansas | Lonoke | Lonoke | 72086 | 0.79 | 0.76
2498 | NKHX0001 | LITTLE ROCK ILS OUTER MARKER ANNEX SITE # 1 | NKAK | LITTLE ROCK AFB | AFACT | 1250 Thomas Avenue W | United States | Arkansas | Lonoke | Unknown | 72136 | 0.79 | 0.76
7534 | 05D40 | TEXARKANA | 050NG | ARKANSAS NATIONAL GUARD | ARGUARD | 4800 Airport Road | United States | Arkansas | Miller | Texarkana | 71854 | 0.79 | 0.76
4080 | 05A40 | BLYTHEVILLE | 050NG | ARKANSAS NATIONAL GUARD | ARGUARD | 1700 S Division Street | United States | Arkansas | Mississippi | Blytheville | 72315 | 0.79 | 0.76
4141 | 05A50 | BRINKLEY | 050NG | ARKANSAS NATIONAL GUARD | ARGUARD | 628 E Cypress Street | United States | Arkansas | Monroe | Brinkley | 72021 | 0.79 | 0.76
6880 | 05C90 | PRESCOTT | 050NG | ARKANSAS NATIONAL GUARD | ARGUARD | 841 Gee Street | United States | Arkansas | Nevada | Prescott | 71857 | 0.79 | 0.76
4223 | 05A55 | CAMDEN | 050NG | ARKANSAS NATIONAL GUARD | ARGUARD | 1020 Gibson Avenue SE | United States | Arkansas | Ouachita | Camden | 71701 | 0.79 | 0.76
4225 | 5120 | CAMDEN USARC/OMS | 06510 | 63RD RRC - CALIFORNIA | ARRES |  | United States | Arkansas | Ouachita | East Camden | 71701 | 0.79 | 0.76
7850 | 05D60 | WEST HELENA | 050NG | ARKANSAS NATIONAL GUARD | ARGUARD | 437 Phillips Road (CR204) | United States | Arkansas | Phillips | West Helena | 72390 | 0.79 | 0.76
5360 | 05B40 | HARRISBURG | 050NG | ARKANSAS NATIONAL GUARD | ARGUARD | 912 E Jackson Street | United States | Arkansas | Poinsett | Harrisburg | 72432 | 0.79 | 0.76
6149 | 05C25 | MENA | 050NG | ARKANSAS NATIONAL GUARD | ARGUARD | 804 Morrow Street | United States | Arkansas | Polk | Mena | 71953 | 0.79 | 0.76
7095 | 05D07 | RUSSELLVILLE | 050NG | ARKANSAS NATIONAL GUARD | ARGUARD | 217 Airport RD | United States | Arkansas | Pope | Russellville | 72801 | 0.79 | 0.76
7097 | 05861 | RUSSELLVILLE USARC | 06510 | 63RD RRC - CALIFORNIA | ARRES | 2500 E. Second Street | United States | Arkansas | Pope | Russellville | 72801 | 0.79 | 0.76
188788 | 820553 | 45 VALLEY VIEW DRIVE RUSSELLVILLE | 70132 | INDEPENDENT DUTY HOUSING PROGRAM | USACE | 45 Valley View Drive | United States | Arkansas | Pope | Russellville | 72801 | 0.79 | 0.76
184464 | 711054 | 2752 EAST PARKWAY RUSSELLVILLE | 82387 | JOINT RECRUITING PROGRAM | USACE | 2752 East Parkway Drive | United States | Arkansas | Pope | Russellville | 72801 | 0.79 | 0.76
5399 | 05B50 | HAZEN | 050NG | ARKANSAS NATIONAL GUARD | ARGUARD | 1523 Highway 63 N | United States | Arkansas | Prairie | Hazen | 72064 | 0.79 | 0.76
170174 | 05323 | JACKSONVILLE RECRUITING | 050NG | ARKANSAS NATIONAL GUARD | ARGUARD | 1523 West Main Street | United States | Arkansas | Pulaski | Jacksonville | 72076 | 0.8 | 0.77
188534 | 820376 | 4502 PENN POINTE JACKSONVILLE | 70132 | INDEPENDENT DUTY HOUSING PROGRAM | USACE | 4502 Pennpointe Place | United States | Arkansas | Pulaski | Jacksonville | 72076 | 0.8 | 0.77
189197 | 821241 | 1724 PILOT COURT JACKSONVILLE | 70132 | INDEPENDENT DUTY HOUSING PROGRAM | USACE | 1724 Pilot Court | United States | Arkansas | Pulaski | Jacksonville | 72076 | 0.8 | 0.77
190604 | 822348 | 1523 WEST MAIN STREET JACKSONVILLE, AR | 82387 | JOINT RECRUITING PROGRAM | USACE | 1523 West Main Street | United States | Arkansas | Pulaski | Jacksonville | 72076 | 0.8 | 0.77
191010 | 823439 | 1904 AIRBORN JACKSONVILLE | 70132 | INDEPENDENT DUTY HOUSING PROGRAM | USACE | 1904 Airborn Drive | United States | Arkansas | Pulaski | Jacksonville | 72076 | 0.8 | 0.77
191031 | 823451 | 6000 FLIGHT COURT JACKSONVILLE | 70132 | INDEPENDENT DUTY HOUSING PROGRAM | USACE | 6000 Flight Court | United States | Arkansas | Pulaski | Jacksonville | 72076 | 0.8 | 0.77
182855 | 82387-13261 | W MAIN ST JACKSONVILLE | 82387 | JOINT RECRUITING PROGRAM | USACE | 1501 West Main Street | United States | Arkansas | Pulaski | Jacksonville | 72076 | 0.8 | 0.77
182991 | 711202 | STONEWALL SQUARE CENTER,SUITE625E JACKSONVILLE | 82387 | JOINT RECRUITING PROGRAM | USACE | Stonewall Square Center, Suite 625E | United States | Arkansas | Pulaski | Jacksonville | 72076 | 0.8 | 0.77
182854 | 82387-11107 | 6TH ST JACKSONVILLE | 82387 | JOINT RECRUITING PROGRAM | USACE | 620 Sixth Street, Main Station Facility | United States | Arkansas | Pulaski | Jacksonville | 72099 | 0.8 | 0.77
170193 | 05327 | LITTLE ROCK RECRUITING | 050NG | ARKANSAS NATIONAL GUARD | ARGUARD | 800 Reservoir Road | United States | Arkansas | Pulaski | Little Rock | 72227 | 0.8 | 0.77
185637 | 82387-12431 | N MCKINLEY LITTLE ROCK | 82387 | JOINT RECRUITING PROGRAM | USACE | 415 N. McKinley, Suite 100 | United States | Arkansas | Pulaski | Little Rock | 72201 | 0.8 | 0.77
6661 | 05255 | OSCAR C FINKBEINER USARC | 06510 | 63RD RRC - CALIFORNIA | ARRES | 1201 Bond Street | United States | Arkansas | Pulaski | Little Rock | 72202 | 0.8 | 0.77
184453 | 82387-10308 | 1520 RIVERFRONT DR LITTLE ROCK | 66155 |  | USACE | 1520 Riverfront Drive, Suite 200 | United States | Arkansas | Pulaski | Little Rock | 72202 | 0.8 | 0.77
5921 | 05B85 | LITTLE ROCK | 050NG | ARKANSAS NATIONAL GUARD | ARGUARD | 4700 W 8th Street | United States | Arkansas | Pulaski | Little Rock | 72205 | 0.8 | 0.77
184455 | 82387-10442 | 2000 SOUTH UNIVERSITY LITTLE ROCK | 82387 | JOINT RECRUITING PROGRAM | USACE | 2000 South University Avenue, Rock Plaza | United States | Arkansas | Pulaski | Little Rock | 72205 | 0.8 | 0.77
184457 | 82387-11261 | 9112 N. RODNEY PARHAM LITTLE ROCK | 82387 | JOINT RECRUITING PROGRAM | USACE | 9112 N. Rodney Parham Road | United States | Arkansas | Pulaski | Little Rock | 72205 | 0.8 | 0.77
189822 | 821987 | 19 MEADOW RIDGE LOOP MAUMELLE | 70132 | INDEPENDENT DUTY HOUSING PROGRAM | USACE | 19 Meadow Ridge Loop | United States | Arkansas | Pulaski | Maumelle | 72113 | 0.8 | 0.77
6343 | 05C50 | N LITTLE ROCK | 050NG | ARKANSAS NATIONAL GUARD | ARGUARD | 2600 Poplar Street | United States | Arkansas | Pulaski | North Little Rock | 72114 | 0.8 | 0.77
183917 | 82387-11735 | E MCCAIN BLVD NORTH LITTLE ROCK | 82387 | JOINT RECRUITING PROGRAM | USACE | 4194 E. McCain Boulevard, McCain Plaza | United States | Arkansas | Pulaski | North Little Rock | 72117 | 0.8 | 0.77
6113 | 05265 | MAURICE BRITT USARC | 06510 | 63RD RRC - CALIFORNIA | ARRES | 8000 Camp Robinson Road | United States | Arkansas | Pulaski | North Little Rock | 72118 | 0.8 | 0.77
4263 | 05C55 | CAMP JOSEPH T ROBINSON | 05C55 | CAMP JOSEPH T ROBINSON | ARGUARD | 4601 John F Kennedy Boulevard | United States | Arkansas | Pulaski | North Little Rock |  | 0.8 | 0.77
170196 | 05600 | NORTH LITTLE ROCK RECRUITING | 050NG | ARKANSAS NATIONAL GUARD | ARGUARD | 8000 Arkansas 107 | United States | Arkansas | Pulaski | Sherwood | 72120 | 0.8 | 0.77
190252 | 822972 | 10 CARDINAL LANE SHERWOOD | 70132 | INDEPENDENT DUTY HOUSING PROGRAM | USACE | 10 Cardinal Lane | United States | Arkansas | Pulaski | Sherwood | 72120 | 0.8 | 0.77
2496 | NKAK0001 | LITTLE ROCK AFB SITE # 1 | NKAK | LITTLE ROCK AFB | AFACT | 1250 West Thomas Avenue | United States | Arkansas | Pulaski | Unknown | 72136 | 0.82 | 0.79
4004 | 05A25 | BENTON | 050NG | ARKANSAS NATIONAL GUARD | ARGUARD | 406 Fairfield Road | United States | Arkansas | Saline | Benton | 72015 | 0.79 | 0.76
191168 | 823616 | 3302 N CRESCENT DRIVE BRYANT | 70132 | INDEPENDENT DUTY HOUSING PROGRAM | USACE | 3302 N Cresent Drive | United States | Arkansas | Saline | Bryant | 72022 | 0.79 | 0.76
184014 | 711041 | 5309 HWY 5 NORTH BRYANT | 82387 | JOINT RECRUITING PROGRAM | USACE | 5309 Highway 5 North | United States | Arkansas | Saline | Bryant | 72022 | 0.79 | 0.76
190804 | 823239 | 106 SAGEFIELD COVE HASKELL | 70132 | INDEPENDENT DUTY HOUSING PROGRAM | USACE | 106 Sagefield Cove | United States | Arkansas | Saline | Haskell | 72015 | 0.79 | 0.76
6090 | 05C15 | MARSHALL | 050NG | ARKANSAS NATIONAL GUARD | ARGUARD | W Fair Street | United States | Arkansas | Searcy | Marshall | 72650 | 0.79 | 0.76
2102 | HKRZ0001 | FT SMITH MAP SITE # 1 | HKRZ | FT SMITH MAP | AFGUARD | 4850 Leigh Avenue NW | United States | Arkansas | Sebastian | Fort Smith | 72903 | 0.79 | 0.76
4990 | 05401 | FORT CHAFFEE MTC | 05401 | FORT CHAFFEE TRAINING CENTER | ARGUARD | 3318 S 74th Street | United States | Arkansas | Sebastian | Fort Smith | 72903 | 0.79 | 0.76
170192 | 05654 | FORT SMITH RECRUITING | 050NG | ARKANSAS NATIONAL GUARD | ARGUARD | 2204 S 48th Street | United States | Arkansas | Sebastian | Fort Smith | 72903 | 0.79 | 0.76
2103 | HKRZ0002 | FT SMITH MAP SITE #2 | HKRZ | FT SMITH MAP | AFGUARD | 4620 Massard Road | United States | Arkansas | Sebastian | Fort Smith | 72904 | 0.79 | 0.76
187856 | 810019 | 1509 ROCKHURST FORT SMITH | 70132 | INDEPENDENT DUTY HOUSING PROGRAM | USACE | 1509 Rockhurst Drive | United States | Arkansas | Sebastian | Fort Smith | 72908 | 0.79 | 0.76
188860 | 820604 | 6900 LOOKOUT DRIVE FORT SMITH | 70132 | INDEPENDENT DUTY HOUSING PROGRAM | USACE | 6900 Lookout Drive | United States | Arkansas | Sebastian | Fort Smith | 72916 | 0.79 | 0.76
191393 | 823967 | 10005 HANOVER CT FORT SMITH | 70132 | INDEPENDENT DUTY HOUSING PROGRAM | USACE | 10005 Hanover Court | United States | Arkansas | Sebastian | Fort Smith | 72903 | 0.79 | 0.76
191646 | 824170 | 4300 ROGERS AVENUE FORT SMITH | 82387 | JOINT RECRUITING PROGRAM | USACE | 4300 Rogers Avenue | United States | Arkansas | Sebastian | Fort Smith | 72903 | 0.79 | 0.76
184450 | 82387-12728 | ROGERS AVE FORT SMITH | 82387 | JOINT RECRUITING PROGRAM | USACE | 5111 Rogers Avenue, 480 Central Mall | United States | Arkansas | Sebastian | Fort Smith | 72903 | 0.79 | 0.76
2092 | HDFM0001 | FORT CHAFFEE WEAPONS RANGE SITE # 1 | HKRZ | FT SMITH MAP | AFGUARD | 100 Marietta Circle | United States | Arkansas | Sebastian | Unknown | 7290 | 0.79 | 0.76
4701 | 05A90 | DEQUEEN | 050NG | ARKANSAS NATIONAL GUARD | ARGUARD | 710 North Lakeside Drive | United States | Arkansas | Sevier | De Queen | 71832 | 0.79 | 0.76
4975 | 05B25 | FORREST CITY | 050NG | ARKANSAS NATIONAL GUARD | ARGUARD | 2001 Doctor Martin Luther King Drive | United States | Arkansas | St. Francis | Forrest City | 72335 | 0.79 | 0.76
4834 | 05B10 | EL DORADO | 050NG | ARKANSAS NATIONAL GUARD | ARGUARD | 413 Industrial Road | United States | Arkansas | Union | El Dorado | 71730 | 0.79 | 0.76
7090 | 05295 | RUFUS N GARRETT JR USARC | 06510 | 63RD RRC - CALIFORNIA | ARRES | 815 West 8th Street | United States | Arkansas | Union | El Dorado | 71730 | 0.79 | 0.76
190007 | 05201 | EL DORADO AFRC | 06510 | 63RD RRC - CALIFORNIA | ARRES | 101 US Highway 167B | United States | Arkansas | Union | El Dorado | 71730 | 0.79 | 0.76
183247 | 82387-10604 | 2600 NORTHWEST AVE. EL DORADO | 82387 | JOINT RECRUITING PROGRAM | USACE | 2600 Northwest Avenue, The Commons Shopping Center | United States | Arkansas | Union | El Dorado | 71730 | 0.79 | 0.76
4931 | 05B15 | FAYETTEVILLE | 050NG | ARKANSAS NATIONAL GUARD | ARGUARD | 3590 S School Avenue | United States | Arkansas | Washington | Fayetteville | 72701 | 0.79 | 0.76
5872 | 5305 | LEROY R POND USARC | 06510 | 63RD RRC - CALIFORNIA | ARRES |  | United States | Arkansas | Washington | Fayetteville | 72703 | 0.79 | 0.76
170188 | 05008 | FAYETTEVILLE RECRUITING | 050NG | ARKANSAS NATIONAL GUARD | ARGUARD | 3049 College Avenue | United States | Arkansas | Washington | Fayetteville | 72703 | 0.79 | 0.76
191291 | 05B12 | FAYETTEVILLE MU RC | 050NG | ARKANSAS NATIONAL GUARD | ARGUARD |  | United States | Arkansas | Washington | Fayetteville | 72703 | 0.79 | 0.76
188159 | 820025 | 3563 MCLAREN FAYETTEVILLE | 70132 | INDEPENDENT DUTY HOUSING PROGRAM | USACE | 3563 W McLaren Drive | United States | Arkansas | Washington | Fayetteville | 72704 | 0.79 | 0.76
183658 | 82387-12465 | 4201 N SHILOH DR FAYETTEVILLE | 82387 | JOINT RECRUITING PROGRAM | USACE | 4201 N. Shiloh Drive NW, AR Mall | United States | Arkansas | Washington | Fayetteville | 72703 | 0.79 | 0.76
183659 | 710897 | 2622 W.6TH ST FAYETTEVILLE | 82387 | JOINT RECRUITING PROGRAM | USACE | 2622 W.6TH Street | United States | Arkansas | Washington | Fayetteville | 72704 | 0.79 | 0.76
5903 | 05B80 | LINCOLN | 050NG | ARKANSAS NATIONAL GUARD | ARGUARD | 705 W Pridemore Drive | United States | Arkansas | Washington | Lincoln | 72744 | 0.79 | 0.76
3975 | 05A20 | BEEBE | 050NG | ARKANSAS NATIONAL GUARD | ARGUARD | 1513 W Center Street | United States | Arkansas | White | Beebe | 72012 | 0.79 | 0.76
7209 | 05D15 | SEARCY | 050NG | ARKANSAS NATIONAL GUARD | ARGUARD | 3105 S Main Street | United States | Arkansas | White | Searcy | 72143 | 0.79 | 0.76
183918 | 800352 | 425 SOUTH MAIN ST SEARCY | 82387 | JOINT RECRUITING PROGRAM | USACE | 425 South Main Street | United States | Arkansas | White | Searcy | 72143 | 0.79 | 0.76
189740 | 821917 | 3 CLOVERLY PLACE SEARCY | 70132 | INDEPENDENT DUTY HOUSING PROGRAM | USACE | 3 Cloverly Place | United States | Arkansas | White | Searcy | 72143 | 0.79 | 0.76
183919 | 82387-10324 | 1560 WEST BEEBE CAPPS SEARCY | 82387 | JOINT RECRUITING PROGRAM | USACE | 1560 West Beebe Capps Expressway, Colonnade Center, Suite B | United States | Arkansas | White | Searcy | 72143 | 0.79 | 0.76
2497 | NKCZ0001 | LITTLE ROCK TRAINING ANNEX SITE # 1 | NKAK | LITTLE ROCK AFB | AFACT | 1250 West Thomas Avenue | United States | Arkansas | White | Unknown | 72136 | 0.79 | 0.76
3887 | 05A10 | AUGUSTA | 050NG | ARKANSAS NATIONAL GUARD | ARGUARD | 500 Highway 64 E | United States | Arkansas | Woodruff | Augusta | 72006 | 0.79 | 0.76
4649 | 05A85 | DARDANELLE | 050NG | ARKANSAS NATIONAL GUARD | ARGUARD | 18816 N Highway 28 | United States | Arkansas | Yell | Dardanelle | 72834 | 0.79 | 0.76
228 | N69161 | CSO NAS ALAMEDA CA | N69161 | CSO NAS ALAMEDA CA | NAVACT | 950 West Mall Square | United States | California | Alameda | Alameda | 94501 | 1.33 | 1.4
746 | N63042-RA | NAVOPSPTCEN ALAMEDA | N63042 | NAS LEMOORE CA | NAVRES | 2144 Clement Avenue | United States | California | Alameda | Alameda | 94501 | 1.33 | 1.4
183049 | 800291 | 2671 BLANDING AVENUE ALAMEDA | 82387 | JOINT RECRUITING PROGRAM | USACE | 2671 Blanding Avenue | United States | California | Alameda | Alameda | 94501 | 1.33 | 1.4
185307 | 82387-12937 | SHATTUCK SQ BERKELEY | 82387 | JOINT RECRUITING PROGRAM | USACE | 64 Shattuck Square, Suite F | United States | California | Alameda | Berkeley | 94704 | 1.3 | 1.38
191634 | 824036 | 2061 ALLSTON WAY BERKELEY | 82387 | JOINT RECRUITING PROGRAM | USACE | 2061 Allston Way | United States | California | Alameda | Berkeley | 94704 | 1.3 | 1.38
1628 | ETQJ0001 | CAMP PARKS COMMUNICATIONS ANNEX SITE # 1 | ACJP | LOS ANGELES AFB | AFACT | 636 5th Street | United States | California | Alameda | Dublin | 94568 | 1.3 | 1.38
6705 | 06685 | PARKS RESERVE FORCES TNG AREA | 06685 | FORT HUNTER LIGGETT | ARRES | 790 5th Street | United States | California | Alameda | Dublin | 94568 | 1.3 | 1.38
183251 | 82387-12619 | PASEO PADRE PKWY FREMONT | 82387 | JOINT RECRUITING PROGRAM | USACE | 39194 Paseo Padre Parkway | United States | California | Alameda | Fremont | 94538 | 1.3 | 1.38
2341 | KJGW0001 | HAYWARD MUNICIPAL AIRPORT ANG SITE # 1 | RZJQ | NORTH HIGHLANDS ANG STATION | AFGUARD | 1525 West Winton Avenue | United States | California | Alameda | Hayward | 94545 | 1.3 | 1.38
188724 | 820567 | 24780 HESPERIAN BLVD. HAYWARD | 82387 | JOINT RECRUITING PROGRAM | USACE | 24780 Hesperian Blvd | United States | California | Alameda | Hayward | 94545 | 1.3 | 1.38
191245 | 06003 | HAYWARD SF | 060NG | CALIFORNIA NATIONAL GUARD | ARGUARD |  | United States | California | Alameda | Hayward | 94545 | 1.3 | 1.38
191556 | 06210 | HAYWARD WMD SITE | 060NG | CALIFORNIA NATIONAL GUARD | ARGUARD | 1525 W Winton Avenue | United States | California | Alameda | Hayward | 94545 | 1.3 | 1.38
185339 | 82387-12314 | MURIETTA BLVD LIVERMORE | 82387 | JOINT RECRUITING PROGRAM | USACE | 922 & 924 Murietta Boulevard, Peppertree Plaza | United States | California | Alameda | Livermore | 94550 | 1.3 | 1.38
184202 | 18081-10508 | PARKS RFTA PLEASANTON | 18081 | ARMY MISSION SUPPORT | USACE | PARKS RFTA | United States | California | Alameda | Pleasanton | 94566 | 1.3 | 1.38
187674 | 82387-10302 | 15065/15067 E. 14TH SAN LEANDRO | 82387 | JOINT RECRUITING PROGRAM | USACE | 15065/15067 East 14th Street | United States | California | Alameda | San Leandro | 94578 | 1.3 | 1.38
3608 | 06605 | OAKLAND ARMY BASE | 06605 | OAKLAND ARMY BASE | ARACT |  | United States | California | Alameda | Unknown | 94607 | 1.3 | 1.38
6448 | 06840 | NG CHICO | 060NG | CALIFORNIA NATIONAL GUARD | ARGUARD | 2415 Tom Polk Avenue | United States | California | Butte | Chico | 95928 | 1.22 | 1.27
190272 | 822946 | 1223 PENINSULA DR. CHICO | 70132 | INDEPENDENT DUTY HOUSING PROGRAM | USACE | 1223 Peninsula Drive | United States | California | Butte | Chico | 95928 | 1.22 | 1.27
190986 | 823407 | 11217 LONE PINE AVE CHICO | 70132 | INDEPENDENT DUTY HOUSING PROGRAM | USACE | 11217 Lone Pine Avenue | United States | California | Butte | Chico | 95928 | 1.22 | 1.27
183047 | 82387-11785 | EAST AVE CHICO | 82387 | JOINT RECRUITING PROGRAM | USACE | 801 East Avenue, Suites 149, 151, 153, 155 & 157 | United States | California | Butte | Chico | 95926 | 1.22 | 1.27
191715 | 824283 | 632 BURNT RANCH WAY CHICO | 70132 | INDEPENDENT DUTY HOUSING PROGRAM | USACE | 632 Burnt Ranch Way | United States | California | Butte | Chico | 95973 | 1.22 | 1.27
2783 | PRGA0001 | OROVILLE NEXRAD SITE # 1 | BAEY | BEALE AIR FORCE BASE | AFACT | 2990 Oroville Dam Boulevard | United States | California | Butte | Oroville | 95965 | 1.22 | 1.27
6658 | 06D65 | OROVILLE | 060NG | CALIFORNIA NATIONAL GUARD | ARGUARD | 1125 Pomona Avenue | United States | California | Butte | Oroville | 95965 | 1.22 | 1.27
187548 | 801030 | BALFOUR ROAD BRENTWOOD | 82387 | JOINT RECRUITING PROGRAM | USACE | 3181 Balfour Road | United States | California | Contra Costa | Brentwood | 94513 | 1.32 | 1.4
189062 | 820377 | 2411 EMPIRE AVENUE BRENTWOOD | 82387 | JOINT RECRUITING PROGRAM | USACE | 2411 Empire Avenue | United States | California | Contra Costa | Brentwood | 94513 | 1.32 | 1.4
533 | N69168-CD | DET CONCORD (BRAC) | N69168 | NAVWPNSTA SEAL BEACH | NAVACT | 10 Delta Street | United States | California | Contra Costa | Concord | 94518 | 1.32 | 1.4
3908 | 06842 | BACCIGLEIRI HALL AFRC | 06510 | 63RD RRC - CALIFORNIA | ARRES | 3225 Willow Pass Road | United States | California | Contra Costa | Concord | 94519 | 1.32 | 1.4
4526 | 06B00 | CONCORD | 060NG | CALIFORNIA NATIONAL GUARD | ARGUARD | 2925 Willow Pass Road | United States | California | Contra Costa | Concord | 94519 | 1.32 | 1.4
4530 | 0696A | MILITARY OCEAN TERMINAL CONCORD | 0696A | MILITARY OCEAN TERMINAL CONCORD | ARACT | Kinney Blvd | United States | California | Contra Costa | Concord |  | 1.32 | 1.4
184510 | 82387-10129 | 117 HARTZ AVE DANVILLE | 82387 | JOINT RECRUITING PROGRAM | USACE | 117 Hartz Avenue | United States | California | Contra Costa | Danville | 94526 | 1.32 | 1.4
3132 | SRPZ0001 | OZOL DEFENSE FUEL SUPPORT POINT SITE # 1 | XDAT | TRAVIS AFB | AFACT | 411 Airman Drive | United States | California | Contra Costa | Martinez | 94535 | 1.32 | 1.4
6810 | 06D85 | PITTSBURG | 060NG | CALIFORNIA NATIONAL GUARD | ARGUARD | 99 Power Avenue | United States | California | Contra Costa | Pittsburg | 94565 | 1.32 | 1.4
183094 | 82387-11539 | CONTRA COSTA BLVD PLEASANT HILL | 82387 | JOINT RECRUITING PROGRAM | USACE | 712A, 712B, &714 Contra Costa Boulevard | United States | California | Contra Costa | Pleasant Hill | 94523 | 1.32 | 1.4
6995 | 06E45 | RICHMOND | 060NG | CALIFORNIA NATIONAL GUARD | ARGUARD | 624 Carlson Boulevard | United States | California | Contra Costa | Richmond | 94804 | 1.32 | 1.4
182496 | 82387-12015 | HILLTOP MALL RD RICHMOND | 82387 | JOINT RECRUITING PROGRAM | USACE | 2200 Hilltop Mall Road | United States | California | Contra Costa | Richmond | 94802 | 1.32 | 1.4
5503 | 06905 | HUNTER HALL USAR CENTER | 06510 | 63RD RRC - CALIFORNIA | ARRES | 2600 Castro Road | United States | California | Contra Costa | San Pablo | 94806 | 1.32 | 1.4
7765 | 06G65 | WALNUT CREEK | 060NG | CALIFORNIA NATIONAL GUARD | ARGUARD | 1121 SE Front Street | United States | California | Contra Costa | Walnut Creek | 94596 | 1.32 | 1.4
184312 | 82387-10282 | 1475 NORTH BROADWAY WALNUT CREEK | 82387 | JOINT RECRUITING PROGRAM | USACE | 1475 North Broadway, Suite 280 | United States | California | Contra Costa | Walnut Creek | 94596 | 1.32 | 1.4
183248 | 82387-11171 | 785 E. WASHINGTON AV CRESCENT CITY | 82387 | JOINT RECRUITING PROGRAM | USACE | 785 E. Washington Avenue, Suite1 | United States | California | Del Norte | Crescent City | 95531 | 1.22 | 1.27
6816 | 06D90 | PLACERVILLE | 060NG | CALIFORNIA NATIONAL GUARD | ARGUARD | 212 Armory Road | United States | California | El Dorado | Placerville | 95667 | 1.22 | 1.27
184105 | 82387-11427 | BROADWAY ST PLACERVILLE | 82387 | JOINT RECRUITING PROGRAM | USACE | 1166A Broadway Street | United States | California | El Dorado | Placerville | 95667 | 1.22 | 1.27
190696 | 822312 | 734 WEST SHAW AVE CLOVIS | 82387 | JOINT RECRUITING PROGRAM | USACE | 734 West Shaw Avenue | United States | California | Fresno | Clovis | 93612 | 1.22 | 1.27
190407 | 822916 | 679 W LISBON LANE CLOVIS | 70132 | INDEPENDENT DUTY HOUSING PROGRAM | USACE | 679 W Lisbon Lane | United States | California | Fresno | Clovis | 93619 | 1.22 | 1.27
186780 | 82387-13304 | W SHAW AVE CLOVIS | 82387 | JOINT RECRUITING PROGRAM | USACE | 720 West Shaw Avenue, Suite C | United States | California | Fresno | Clovis | 93612 | 1.22 | 1.27
190985 | N63042-CH | COALINGA HILLS | N63042 | NAS LEMOORE CA | NAVACT |  | United States | California | Fresno | Coalinga | 93210 | 1.22 | 1.27
5107 | 06B50 | FRESNO CHANCE | 060NG | CALIFORNIA NATIONAL GUARD | ARGUARD | 911 S Chance Avenue | United States | California | Fresno | Fresno | 93702 | 1.22 | 1.27
5898 | 06845 | LEYMEL HALL USAR CENTER | 06510 | 63RD RRC - CALIFORNIA | ARRES | 910 West Kearney Boulevard | United States | California | Fresno | Fresno | 93706 | 1.22 | 1.27
190303 | 820018 | 1780 E. BULLARD FRESNO | 82387 | JOINT RECRUITING PROGRAM | USACE | 1780 E. Bullard Avenue | United States | California | Fresno | Fresno | 93710 | 1.22 | 1.27
186063 | 800551 | EAST DEYOUNG FRESNO | 70132 | INDEPENDENT DUTY HOUSING PROGRAM | USACE | East Deyoung Drive | United States | California | Fresno | Fresno | 93720 | 1.22 | 1.27
189831 | 821985 | 2390 E MUNCIE AVENUE FRESNO | 70132 | INDEPENDENT DUTY HOUSING PROGRAM | USACE | 2390 E Muncie Avenue | United States | California | Fresno | Fresno | 93720 | 1.22 | 1.27
187845 | 810113 | 1171 FULTON MALL FRESNO | 82387 | JOINT RECRUITING PROGRAM | USACE | 1171 Fulton Mall | United States | California | Fresno | Fresno | 93721 | 1.22 | 1.27
169996 | 06543 | FRESNO SF | 060NG | CALIFORNIA NATIONAL GUARD | ARGUARD | 3745 West Shaw Avenue | United States | California | Fresno | Fresno | 93722 | 1.22 | 1.27
321 | N63042-RF | NAVOPSPTCEN FRESNO | N63042 | NAS LEMOORE CA | NAVACT | 5565 East Airways Boulevard | United States | California | Fresno | Fresno | 93727 | 1.22 | 1.27
2091 | HAYW0001 | SITE #1 FRESNO YOSEMITE INTERNATIONAL ANG | HAYW | FRESNO YOSEMITE INTERNATIONAL ANG | AFGUARD | 5323 East McKinley Avenue | United States | California | Fresno | Fresno | 93727 | 1.22 | 1.27
5104 | 0699A | FRESNO AFRC | 06510 | 63RD RRC - CALIFORNIA | ARRES |  | United States | California | Fresno | Fresno | 93727 | 1.22 | 1.27
5105 | 06B55 | FRESNO AIRWAYS | 060NG | CALIFORNIA NATIONAL GUARD | ARGUARD | 5545 East Airways Boulevard | United States | California | Fresno | Fresno | 93727 | 1.22 | 1.27
5106 | 06B60 | FRESNO AVCRAD DAKOTA | 060NG | CALIFORNIA NATIONAL GUARD | ARGUARD | 5140 E Dakota Avenue | United States | California | Fresno | Fresno | 93727 | 1.22 | 1.27
6462 | 06355 | NG HAMMER FIELD | 060NG | CALIFORNIA NATIONAL GUARD | ARGUARD | 5575 East Airways Boulevard | United States | California | Fresno | Fresno | 93727 | 1.22 | 1.27
187803 | HAYW0002 | SITE #2- MSA MUNITIONS STORAGE AREA | HAYW | FRESNO YOSEMITE INTERNATIONAL ANG | AFGUARD | 5010 E Dakota Avenue | United States | California | Fresno | Fresno | 93727 | 1.22 | 1.27
187804 | HAYW0003 | SITE #3- USMC MARINE CORP | HAYW | FRESNO YOSEMITE INTERNATIONAL ANG | AFGUARD | Leyte Avenue | United States | California | Fresno | Fresno | 93727 | 1.22 | 1.27
189504 | 821601 | 5967 E. NEVADA AVE. FRESNO | 70132 | INDEPENDENT DUTY HOUSING PROGRAM | USACE | 5967 E. Nevada Avenue | United States | California | Fresno | Fresno | 93727 | 1.22 | 1.27
186379 | 82387-12374 | N FRESNO ST FRESNO | 82387 | JOINT RECRUITING PROGRAM | USACE | 6073 North Fresno Street, Suite 105 | United States | California | Fresno | Fresno | 93710 | 1.22 | 1.27
183254 | 82387-13305 | W SHAW AVE FRESNO | 82387 | JOINT RECRUITING PROGRAM | USACE | 4470-A,B,C,D,E West Shaw Avenue | United States | California | Fresno | Fresno | 93722 | 1.22 | 1.27
6970 | 06E35 | REEDLEY | 060NG | CALIFORNIA NATIONAL GUARD | ARGUARD | 601 East 11th Street | United States | California | Fresno | Reedley | 93654 | 1.22 | 1.27
184289 | 82387-13387 | WHITSON AVE SELMA | 82387 | JOINT RECRUITING PROGRAM | USACE | 2735/2815 Whitson Avenue | United States | California | Fresno | Selma | 93662 | 1.22 | 1.27
9444 | 06G70 | WILLOWS | 060NG | CALIFORNIA NATIONAL GUARD | ARGUARD | 315 W Sycamore Street | United States | California | Glenn | Willows | 95988 | 1.22 | 1.27
4891 | 06B40 | EUREKA | 060NG | CALIFORNIA NATIONAL GUARD | ARGUARD | 3517 W Street | United States | California | Humboldt | Eureka | 95503 | 1.22 | 1.27
182322 | 82387-12774 | S BROADWAY EUREKA | 82387 | JOINT RECRUITING PROGRAM | USACE | 3220 South Broadway Street, Victoria Place | United States | California | Humboldt | Eureka | 95501 | 1.22 | 1.27
4126 | 06A65 | BRAWLEY | 060NG | CALIFORNIA NATIONAL GUARD | ARGUARD | 650 N Second Street | United States | California | Imperial | Brawley | 92227 | 1.25 | 1.31
186708 | 800536 | SOUTH BRAWLEY AVENUE BRAWLEY | 82387 |  | USACE | 630 South Brawley Avenue | United States | California | Imperial | Brawley | 92227 | 1.25 | 1.31
174 | N60042 | NAF EL CENTRO CA | N60042 | NAF EL CENTRO CA | NAVACT | 1605 South 3rd Street | United States | California | Imperial | El Centro | 92243 | 1.25 | 1.31
881 | N60042-UA | TARGET 95 KITTY BAGGAGE | N60042 | NAF EL CENTRO CA | NAVACT |  | United States | California | Imperial | El Centro | 92243 | 1.25 | 1.31
1033 | N60042-QA | CARRIZO IMPACT AREA | N60042 | NAF EL CENTRO CA | NAVACT |  | United States | California | Imperial | El Centro | 92243 | 1.25 | 1.31
1034 | N60042-RA | HOLTVILLE CARRIER LS | N60042 | NAF EL CENTRO CA | NAVACT |  | United States | California | Imperial | El Centro | 92243 | 1.25 | 1.31
1036 | N60042-VA | TARGET 103A LOOM LOBBY | N60042 | NAF EL CENTRO CA | NAVACT |  | United States | California | Imperial | El Centro | 92243 | 1.25 | 1.31
1037 | N60042-WA | TARGET 68 INKEY BARLEY | N60042 | NAF EL CENTRO CA | NAVACT |  | United States | California | Imperial | El Centro | 92243 | 1.25 | 1.31
4833 | 06B25 | EL CENTRO | 060NG | CALIFORNIA NATIONAL GUARD | ARGUARD | 310 South 4th Street | United States | California | Imperial | El Centro | 92243 | 1.25 | 1.31
169896 | N60042-TA | TARGET 101 SHADE TREE | N60042 | NAF EL CENTRO CA | NAVACT |  | United States | California | Imperial | El Centro | 92243 | 1.25 | 1.31
169901 | N60042-SS | SECTION 16 | N60042 | NAF EL CENTRO CA | NAVACT |  | United States | California | Imperial | El Centro | 92243 | 1.25 | 1.31
169902 | N60042-RE | RE HAZARD CONSTRUCTION | N60042 | NAF EL CENTRO CA | NAVACT |  | United States | California | Imperial | El Centro | 92243 | 1.25 | 1.31
169903 | N60042-SO | SEC 1 3 5 7 9 11 | N60042 | NAF EL CENTRO CA | NAVACT |  | United States | California | Imperial | El Centro | 92243 | 1.25 | 1.31
169904 | N60042-ST | SECTION 3 AND 9 | N60042 | NAF EL CENTRO CA | NAVACT |  | United States | California | Imperial | El Centro | 92243 | 1.25 | 1.31
169905 | N60042-SU | SECTION 24 | N60042 | NAF EL CENTRO CA | NAVACT |  | United States | California | Imperial | El Centro | 92243 | 1.25 | 1.31
169906 | N60042-PD | PARACHUTE DROP ZONE | N60042 | NAF EL CENTRO CA | NAVACT |  | United States | California | Imperial | El Centro | 92243 | 1.25 | 1.31
169907 | N60042-SV | CAMERA TARGET SITE 3 | N60042 | NAF EL CENTRO CA | NAVACT |  | United States | California | Imperial | El Centro | 92243 | 1.25 | 1.31
169908 | N60042-SW | CAMERA TARGET SITE 4 | N60042 | NAF EL CENTRO CA | NAVACT |  | United States | California | Imperial | El Centro | 92243 | 1.25 | 1.31
169909 | N60042-SX | CAMERA TARGET SITE 8 | N60042 | NAF EL CENTRO CA | NAVACT |  | United States | California | Imperial | El Centro | 92243 | 1.25 | 1.31
191051 | N60042-SN | CAMERA TARGET SITE 10 | N60042 | NAF EL CENTRO CA | NAVACT |  | United States | California | Imperial | El Centro | 92243 | 1.25 | 1.31
191052 | N60042-SM | CAMERA TARGET SITE 7 | N60042 | NAF EL CENTRO CA | NAVACT |  | United States | California | Imperial | El Centro | 92243 | 1.25 | 1.31
191057 | N60042-JC | JIM COIN | N60042 | NAF EL CENTRO CA | NAVACT |  | United States | California | Imperial | El Centro | 92243 | 1.25 | 1.31
191058 | N60042-JP | JERRY PREECE | N60042 | NAF EL CENTRO CA | NAVACT | 2396 West Vaughn Road | United States | California | Imperial | El Centro | 92243 | 1.25 | 1.31
191584 | N60042-SR | CAMERA TARGET SITE 3N | N60042 | NAF EL CENTRO CA | NAVACT |  | United States | California | Imperial | El Centro | 92243 | 1.25 | 1.31
191585 | N60042-SP | CAMERA TARGET SITE 4N | N60042 | NAF EL CENTRO CA | NAVACT |  | United States | California | Imperial | El Centro | 92243 | 1.25 | 1.31
191586 | N60042-SH | CAMERA TARGET SITE 5 | N60042 | NAF EL CENTRO CA | NAVACT |  | United States | California | Imperial | El Centro | 92243 | 1.25 | 1.31
191587 | N60042-SI | CAMERA TARGET SITE 6 | N60042 | NAF EL CENTRO CA | NAVACT |  | United States | California | Imperial | El Centro | 92243 | 1.25 | 1.31
191573 | N60042-SG | ITEM 10G RESM | N60042 | NAF EL CENTRO CA | NAVACT |  | United States | California | Imperial | El Centro | 92243 | 1.25 | 1.31
182317 | 82387-12394 | N IMPERIAL AVE EL CENTRO | 82387 | JOINT RECRUITING PROGRAM | USACE | 2012 North Imperial Avenue | United States | California | Imperial | El Centro | 92243 | 1.25 | 1.31
59 | M62974-0004 | CHOC MT AIR GNRY RNG | M62974 | MCAS YUMA AZ | MCACT |  | United States | California | Imperial | Niland | 92283 | 1.25 | 1.31
190150 | M62974-0008 | CMAGR SUB 1 | M62974 | MCAS YUMA AZ | MCACT | Coachella Canal Road | United States | California | Imperial | Niland | 92283 | 1.25 | 1.31
190151 | M62974-0009 | CMAGR SUB 2 | M62974 | MCAS YUMA AZ | MCACT | Coachella Canal Road | United States | California | Imperial | Niland | 92283 | 1.25 | 1.31
190720 | M62974-BK | BLACK MOUNTAIN | M62974 | MCAS YUMA AZ | MCACT | Black Mountain Road | United States | California | Imperial | Palo Verde | 92283 | 1.25 | 1.31
191733 | M62974-BN | BLACK MOUNTAIN NORTH | M62974 | MCAS YUMA AZ | MCACT |  | United States | California | Imperial | Palo Verde | 92283 | 1.25 | 1.31
191734 | M62974-BS | BLACK MOUNTAIN SOUTH | M62974 | MCAS YUMA AZ | MCACT |  | United States | California | Imperial | Palo Verde | 92283 | 1.25 | 1.31
189435 | N47609-TR | TUNAWEE RANCH | N47609 | NAWS CHINA LAKE | NAVACT |  | United States | California | Inyo | Death Valley | 93549 | 1.2 | 1.25
189436 | N47609-JC | JOHNSON CANYON | N47609 | NAWS CHINA LAKE | NAVACT | Johnson Canyon Road | United States | California | Inyo | Death Valley | 93549 | 1.2 | 1.25
130 | M68479-0029 | BAKERSFIELD CA | M68479 | HDQTRS 4TH MARDIV NEW ORLEANS | MCACT | 4201 Chester Avenue | United States | California | Kern | Bakersfield | 93301 | 1.2 | 1.25
7904 | 06835 | WILKSON HALL USAR CENTER | 06510 | 63RD RRC - CALIFORNIA | ARRES | 4101 Chester Avenue | United States | California | Kern | Bakersfield | 93301 | 1.2 | 1.25
3913 | 06A36 | BAKERSFIELD (GATEWAY) | 060NG | CALIFORNIA NATIONAL GUARD | ARGUARD | 2800 Gateway Avenue | United States | California | Kern | Bakersfield | 93307 | 1.2 | 1.25
3914 | 06A35 | BAKERSFIELD (P) | 060NG | CALIFORNIA NATIONAL GUARD | ARGUARD | 1512 S P Street | United States | California | Kern | Bakersfield | 93307 | 1.2 | 1.25
187961 | 810022 | 9902 POLO SADDLE DR BAKERSFIELD | 70132 | INDEPENDENT DUTY HOUSING PROGRAM | USACE | 9902 Polo Saddle Drive | United States | California | Kern | Bakersfield | 93312 | 1.2 | 1.25
189874 | 822020 | 11501 PACIFIC HARBOR AVE. BAKERSFIELD | 70132 | INDEPENDENT DUTY HOUSING PROGRAM | USACE | 11501 Pacific Harbor Avenue | United States | California | Kern | Bakersfield | 93312 | 1.2 | 1.25
190586 | 820993 | 11406 ALTON MANOR DRIVE BAKERSFIELD | 70132 | INDEPENDENT DUTY HOUSING PROGRAM | USACE | 11406 Alton Manor Drive | United States | California | Kern | Bakersfield | 93312 | 1.2 | 1.25
184561 | 82387-13379 | WESTWIND DR BAKERSFIELD | 82387 | JOINT RECRUITING PROGRAM | USACE | 2025 Westwind Drive, Suite 2 | United States | California | Kern | Bakersfield | 93301 | 1.2 | 1.25
184562 | 82387-12221 | MALL VIEW RD BAKERSFIELD | 82387 | JOINT RECRUITING PROGRAM | USACE | 3501 Mall View Road, Suite 106 | United States | California | Kern | Bakersfield | 93306 | 1.2 | 1.25
184563 | 710226 | 4725 PANAMA LANE BAKERSFIELD | 82387 | JOINT RECRUITING PROGRAM | USACE | 4725 Panama Lane, Suites D17 & D18 | United States | California | Kern | Bakersfield | 93313 | 1.2 | 1.25
191714 | 824293 | 6008 MOONSTONE PEAK DR. BAKERSFIELD | 70132 | INDEPENDENT DUTY HOUSING PROGRAM | USACE | 6008 Moonstone Peak Drive | United States | California | Kern | Bakersfield | 93313 | 1.2 | 1.25
201 | N47609 | NAWS CHINA LAKE | N47609 | NAWS CHINA LAKE | NAVACT | 1 Administration Circle | United States | California | Kern | China Lake | 93555 | 1.2 | 1.25
548 | N47609-HF | HARVEY FIELD AREA | N47609 | NAWS CHINA LAKE | NAVACT |  | United States | California | Kern | China Lake | 93555 | 1.2 | 1.25
550 | N47609-LM | LAUREL MOUNTAIN | N47609 | NAWS CHINA LAKE | NAVACT | 1 Motorcross | United States | California | Kern | China Lake | 93555 | 1.2 | 1.25
183053 | 710064 | 730 WOOLLOMES AVE, SUITE 105 DELANO | 82387 | JOINT RECRUITING PROGRAM | USACE | 730 Woollomes Ave, Delano Marketplace Suite 105 | United States | California | Kern | Delano | 93215 | 1.2 | 1.25
930 | N47609-MC | MOJAVE RANGE C T11 S18 | N47609 | NAWS CHINA LAKE | NAVACT |  | United States | California | Kern | Mojave | 93501 | 1.2 | 1.25
183136 | 82387-11507 | CHINA LAKE RIDGECREST | 82387 | JOINT RECRUITING PROGRAM | USACE | 858A AND 858B North China Lake Boulevard | United States | California | Kern | Ridgecrest | 93555 | 1.2 | 1.25
1684 | FSPM0001 | EDWARDS AFB SITE # 1 | FSPM | EDWARDS AIR FORCE BASE | AFACT | 225 Rosamond Boulevard | United States | California | Kern | Unknown |  | 1.27 | 1.33
5346 | 06B85 | HANFORD | 060NG | CALIFORNIA NATIONAL GUARD | ARGUARD | 902 N 11th Avenue | United States | California | Kings | Hanford | 93230 | 1.2 | 1.25
183257 | 82387-10323 | 1560 W. LACEY BLVD HANFORD | 82387 | JOINT RECRUITING PROGRAM | USACE | 1560 W. Lacey Boulevard | United States | California | Kings | Hanford | 93230 | 1.2 | 1.25
184583 | 82387-11142 | 737 REEVES BOULEVARD LEMOORE | 82387 | JOINT RECRUITING PROGRAM | USACE | 737 Reeves Boulevard, Buildings 737 & 730 | United States | California | Kings | Lemoore | 93246 | 1.2 | 1.25
191656 | 824241 | 730 ENTERPRISE AVE LEMOORE | 82387 | JOINT RECRUITING PROGRAM | USACE | 730 Enterprise Avenue | United States | California | Kings | Lemoore | 93246 | 1.2 | 1.25
195 | N63042 | NAS LEMOORE CA | N63042 | NAS LEMOORE CA | NAVACT | 700 Avenger Avenue | United States | California | Kings | Lemoore NAS | 93246 | 1.2 | 1.25
190199 | N63042-SE | SEWAGE EVAPORATION POND | N63042 | NAWS CHINA LAKE | NAVACT |  | United States | California | Kings | Lemoore NAS | 93246 | 1.2 | 1.25
190203 | N63042-SF | PIPE EASEMENT | N63042 | NAWS CHINA LAKE | NAVACT |  | United States | California | Kings | Lemoore NAS | 93246 | 1.2 | 1.25
5791 | 06C21 | LAKEPORT | 060NG | CALIFORNIA NATIONAL GUARD | ARGUARD | 1431 Hoyt AVE | United States | California | Lake | Lakeport | 95453 | 1.22 | 1.27
190552 | 823021 | 610 S. MAIN ST LAKEPORT | 82387 | JOINT RECRUITING PROGRAM | USACE | 610 S. Main Street | United States | California | Lake | Lakeport | 95453 | 1.22 | 1.27
7277 | 06815 | SIERRA ARMY DEPOT | 06815 | SIERRA ARMY DEPOT | ARACT | 150 1st Street | United States | California | Lassen | Herlong Sierra Ord-D | 96113 | 1.29 | 1.34
7478 | 06G15 | SUSANVILLE | 060NG | CALIFORNIA NATIONAL GUARD | ARGUARD | 65 N Lassen ST | United States | California | Lassen | Susanville | 96130 | 1.29 | 1.34
183263 | 82387-12208 | MAIN ST SUSANVILLE | 82387 | JOINT RECRUITING PROGRAM | USACE | 2850 MAIN STREET | United States | California | Lassen | Susanville | 96130 | 1.29 | 1.34
3904 | 06A30 | AZUSA ORANGE | 060NG | CALIFORNIA NATIONAL GUARD | ARGUARD | 340 N Orange Place | United States | California | Los Angeles | Azusa | 91702 | 1.18 | 1.23
3905 | 06A32 | AZUSA SIERRA MADRE | 060NG | CALIFORNIA NATIONAL GUARD | ARGUARD | 1351 W Sierra Madre Avenue | United States | California | Los Angeles | Azusa | 91702 | 1.18 | 1.23
185304 | 82387-11649 | E ALOSTA AVE AZUSA | 82387 | JOINT RECRUITING PROGRAM | USACE | 992 E. Alosta Avenue, Suites B,E & F | United States | California | Los Angeles | Azusa | 91702 | 1.18 | 1.23
3980 | 06994 | BELL AFRC | 06510 | 63RD RRC - CALIFORNIA | ARRES |  | United States | California | Los Angeles | Bell | 90201 | 1.18 | 1.23
6442 | 0639B | NG BELL | 060NG | CALIFORNIA NATIONAL GUARD | ARGUARD |  | United States | California | Los Angeles | Bell | 90201 | 1.18 | 1.23
6719 | 06837 | PATTON HALL USAR CENTER | 06510 | 63RD RRC - CALIFORNIA | ARRES | 5340 Bandini Boulevard | United States | California | Los Angeles | Bell | 90201 | 1.18 | 1.23
4183 | 06A70 | BURBANK | 060NG | CALIFORNIA NATIONAL GUARD | ARGUARD | 3800 Valhalla Drive | United States | California | Los Angeles | Burbank | 91505 | 1.18 | 1.23
184565 | 82387-11715 | E MAGNOLIA BLVD BURBANK | 82387 | JOINT RECRUITING PROGRAM | USACE | 201 East Magnolia Boulevard, Media City Center | United States | California | Los Angeles | Burbank | 91501 | 1.18 | 1.23
9508 | N69232-RM | RED MOUNTAIN SITE 1 | N69232 | NAVBASE VENTURA CTY PT MUGU CA | NAVACT | Red Mountain Fire Road | United States | California | Los Angeles | Calabasas | 91301 | 1.18 | 1.23
2360 | LANX0001 | LOS ANGELES AIR FORCE ANNEX NO.4 SITE # 1 | ACJP | LOS ANGELES AFB | AFACT | 18901 South Wilmington Avenue | United States | California | Los Angeles | Carson | 90746 | 1.18 | 1.23
191661 | 824187 | 940 E DOMINGUEZ STREET CARSON | 82387 | JOINT RECRUITING PROGRAM | USACE | 940 E Dominguez Street | United States | California | Los Angeles | Carson | 90746 | 1.18 | 1.23
182310 | 82387-10472 | 20700 AVALON CARSON | 82387 | JOINT RECRUITING PROGRAM | USACE | 20700 Avalon Avenue, Suite 290 | United States | California | Los Angeles | Carson | 90274 | 1.18 | 1.23
191403 | 823213 | 150 W. CARSON STREET CARSON | 82387 | JOINT RECRUITING PROGRAM | USACE | 150 W. Carson Street | United States | California | Los Angeles | Carson | 90745 | 1.18 | 1.23
183046 | 82387-12977 | SOUTH ST CERRITOS | 82387 | JOINT RECRUITING PROGRAM | USACE | 11817 South Street | United States | California | Los Angeles | Cerritos | 90703 | 1.18 | 1.23
4522 | 06A95 | COMPTON ALAMEDA | 060NG | CALIFORNIA NATIONAL GUARD | ARGUARD | 700 N Alameda Street | United States | California | Los Angeles | Compton | 90221 | 1.18 | 1.23
9474 | 06375 | COMPTON PARMALEE | 060NG | CALIFORNIA NATIONAL GUARD | ARGUARD | 2320 N Parmelee Avenue | United States | California | Los Angeles | Compton | 90222 | 1.18 | 1.23
187877 | 810117 | 249 SOUTH FOX HILLS CULVER CITY | 82387 | JOINT RECRUITING PROGRAM | USACE | 249 South Fox Hills | United States | California | Los Angeles | Culver City | 90230 | 1.18 | 1.23
182306 | 82387-11554 | CORPORATE POINTE CULVER CITY | 82387 | JOINT RECRUITING PROGRAM | USACE | 400 Corporate Pointe | United States | California | Los Angeles | Culver City | 90232 | 1.18 | 1.23
185338 | 82387-11855 | FLORENCE BLVD DOWNEY | 82387 | JOINT RECRUITING PROGRAM | USACE | 7340 Florence Avenue | United States | California | Los Angeles | Downey | 90240 | 1.18 | 1.23
185337 | 82387-11850 | FIRESTONE BLVD DOWNEY | 82387 | JOINT RECRUITING PROGRAM | USACE | 8566 Firestone Boulevard | United States | California | Los Angeles | Downey | 90241 | 1.18 | 1.23
190354 | 822124 | 3643 N. PECK RD EL MONTE | 82387 | JOINT RECRUITING PROGRAM | USACE | 3643 N. Peck Road | United States | California | Los Angeles | El Monte | 91731 | 1.18 | 1.23
186758 | 801017 | GARVEY BLVD EL MONTE | 82387 | JOINT RECRUITING PROGRAM | USACE | 9661 Garvey Avenue #113 | United States | California | Los Angeles | El Monte | 91733 | 1.18 | 1.23
1353 | ACJP0001 | LOS ANGELES AFB SITE # 1 | ACJP | LOS ANGELES AFB | AFACT | 2420 West Vela Way | United States | California | Los Angeles | El Segundo | 90245 | 1.18 | 1.23
187862 | 810131 | 1700 EAST GRAND AVE EL SEGUNDO | 66155 |  | USACE | 9661 Garvey Avenue #113 | United States | California | Los Angeles | El Segundo | 90245 | 1.18 | 1.23
191664 | 824244 | 100 N. SEPULVEDA BLVD EL SEGUNDO | 82387 | JOINT RECRUITING PROGRAM | USACE | 100 N Sepulveda Boulevard | United States | California | Los Angeles | El Segundo | 90245 | 1.18 | 1.23
183082 | 711022 | 600 N. SEPULVEDA BLVD EL SEGUNDO | 82387 | JOINT RECRUITING PROGRAM | USACE | 600 North Sepulveda Boulevard, Suite 18 | United States | California | Los Angeles | El Segundo | 90245 | 1.18 | 1.23
7157 | 06F45 | SAN PEDRO | 060NG | CALIFORNIA NATIONAL GUARD | ARGUARD | 891 West 13th Street | United States | California | Los Angeles | Fort Macarthur | 90731 | 1.18 | 1.23
5159 | 06B70 | GARDENA | 060NG | CALIFORNIA NATIONAL GUARD | ARGUARD | 2100 West 154th Street | United States | California | Los Angeles | Gardena | 90249 | 1.18 | 1.23
5217 | 06B80 | GLENDALE | 060NG | CALIFORNIA NATIONAL GUARD | ARGUARD | 220 E Colorado Street | United States | California | Los Angeles | Glendale | 91205 | 1.18 | 1.23
184494 | 82387-11660 | E BROADWAY GLENDALE | 82387 | JOINT RECRUITING PROGRAM | USACE | 111 E. Broadway Street, Suite 203 | United States | California | Los Angeles | Glendale | 91203 | 1.18 | 1.23
184493 | 82387-10147 | 120 S. MARYLAND AVENUE GLENDALE | 82387 | JOINT RECRUITING PROGRAM | USACE | 120 S. Martland Avenue | United States | California | Los Angeles | Glendale | 91205 | 1.18 | 1.23
190429 | 822110 | 863 W. ROUTE 66 GLENDORA | 82387 | JOINT RECRUITING PROGRAM | USACE | 863 W. Route 66 | United States | California | Los Angeles | Glendora | 91741 | 1.18 | 1.23
170379 | 06850 | HACIENDA HEIGHTS SF | 060NG | CALIFORNIA NATIONAL GUARD | ARGUARD | 16025 E Gale Avenue Suite A-5 | United States | California | Los Angeles | Hacienda Heights | 91745 | 1.18 | 1.23
188838 | 820938 | 6021 PACIFIC BLVD HUNTINGTON PARK | 82387 | JOINT RECRUITING PROGRAM | USACE | 6021 Pacific Boulevard | United States | California | Los Angeles | Huntington Park | 90255 | 1.18 | 1.23
189889 | 821734 | 2132 E. FLORENCE AVE. HUNTINGTON PARK | 82387 | JOINT RECRUITING PROGRAM | USACE | 2132 E. Florence Avenue | United States | California | Los Angeles | Huntington Park | 90255 | 1.18 | 1.23
5545 | 06C10 | INGLEWOOD | 060NG | CALIFORNIA NATIONAL GUARD | ARGUARD | 111 Grosvenor Street | United States | California | Los Angeles | Inglewood | 90302 | 1.18 | 1.23
185336 | 82387-10742 | 3321 W. CENTURY BLVD INGLEWOOD | 82387 | JOINT RECRUITING PROGRAM | USACE | 3321 West Century Boulevard | United States | California | Los Angeles | Inglewood | 90303 | 1.18 | 1.23
189507 | 821588 | 6132 PENNSWOOD AVE LAKEWOOD | 70132 | INDEPENDENT DUTY HOUSING PROGRAM | USACE | 6132 Pennswood Avenue | United States | California | Los Angeles | Lakewood | 90712 | 1.18 | 1.23
188776 | 820608 | 4141 WOODRUFF AVE. LAKEWOOD | 82387 | JOINT RECRUITING PROGRAM | USACE | 4141 Woodruff Avenue | United States | California | Los Angeles | Lakewood | 90713 | 1.18 | 1.23
9480 | 06318 | LANCASTER | 060NG | CALIFORNIA NATIONAL GUARD | ARGUARD | 4342 William J Barnes Avenue | United States | California | Los Angeles | Lancaster | 93536 | 1.27 | 1.33
182318 | 82387-13166 | VLY CNTL WAY LANCASTER | 82387 | JOINT RECRUITING PROGRAM | USACE | 44509 & 44513 Valley Central Way | United States | California | Los Angeles | Lancaster | 93536 | 1.27 | 1.33
184502 | 82387-10371 | 1704 PALOS VERDES DR LOMITA | 82387 | JOINT RECRUITING PROGRAM | USACE | 1704 Palos Verdes Drive North | United States | California | Los Angeles | Lomita | 90717 | 1.18 | 1.23
759 | N69141-LB | SITE 3 NS LONG BEACH | N69141 | CSO NS LONG BEACH CA | NAVACT | 1895 Pennsylvania Avenue | United States | California | Los Angeles | Long Beach | 90720 | 1.18 | 1.23
760 | N69165-S6 | SITE 6B NSY LONG BEACH | N69165 | CSO NSY LONG BEACH CA | NAVACT | 3825 Richardwon Avenue | United States | California | Los Angeles | Long Beach | 90720 | 1.18 | 1.23
786 | N69165-PV | PARCEL E1 PALOS VERDES | N69165 | CSO NSY LONG BEACH CA | NAVACT |  | United States | California | Los Angeles | Long Beach | 90720 | 1.18 | 1.23
190892 | N69165-E2 | PARCEL E2 PALOS VERDES | N69165 | CSO NSY LONG BEACH CA | NAVACT |  | United States | California | Los Angeles | Long Beach | 90720 | 1.18 | 1.23
190893 | N69165-E3 | PARCEL E3 PALOS VERDES | N69165 | CSO NSY LONG BEACH CA | NAVACT |  | United States | California | Los Angeles | Long Beach | 90720 | 1.18 | 1.23
190894 | N69165-E4 | PARCEL E4 PALOS VERDES | N69165 | CSO NSY LONG BEACH CA | NAVACT |  | United States | California | Los Angeles | Long Beach | 90720 | 1.18 | 1.23
190895 | N69165-E5 | PARCEL E5 PALOS VERDES | N69165 | CSO NSY LONG BEACH CA | NAVACT |  | United States | California | Los Angeles | Long Beach | 90720 | 1.18 | 1.23
190896 | N69165-E6 | PARCEL E6 PALOS VERDES | N69165 | CSO NSY LONG BEACH CA | NAVACT |  | United States | California | Los Angeles | Long Beach | 90720 | 1.18 | 1.23
2101 | HHEK0001 | FORT MACARTHUR FAMILY HOUSING ANNEX SITE # 1 | ACJP | LOS ANGELES AFB | AFACT | 2400 Pacific Avenue | United States | California | Los Angeles | Long Beach | 90731 | 1.18 | 1.23
752 | N61065-FC | LONG BEACH FUEL COMPLE | N61065 | NAVWPNSTA SEAL BEACH | NAVACT | 3500 Nimitz Road | United States | California | Los Angeles | Long Beach | 90810 | 1.18 | 1.23
5944 | 06C40 | LONG BEACH 7TH | 060NG | CALIFORNIA NATIONAL GUARD | ARGUARD | 845 East 7th Street | United States | California | Los Angeles | Long Beach | 90813 | 1.18 | 1.23
226 | N69165 | CSO NSY LONG BEACH CA | N69165 | CSO NSY LONG BEACH CA | NAVACT | 1300 Skipjack Road | United States | California | Los Angeles | Long Beach | 90822 | 1.18 | 1.23
5943 | 06C30 | LONG BEACH (REDONDO) | 060NG | CALIFORNIA NATIONAL GUARD | ARGUARD | 2200 Redondo Avenue | United States | California | Los Angeles | Long Beach | 90822 | 1.18 | 1.23
5945 | 06C45 | LONG BEACH CSMS STEARNS | 060NG | CALIFORNIA NATIONAL GUARD | ARGUARD | 3500 Stearns Street | United States | California | Los Angeles | Long Beach | 90822 | 1.18 | 1.23
7192 | 06860 | SCHROEDER HALL USAR CENTER | 06510 | 63RD RRC - CALIFORNIA | ARRES | 3800 E Willow Street | United States | California | Los Angeles | Long Beach | 90822 | 1.18 | 1.23
243 | N69141 | CSO NS LONG BEACH CA | N69141 | CSO NS LONG BEACH CA | NAVACT | 1111 Coffman Avenue | United States | California | Los Angeles | Long Beach | 92132 | 1.18 | 1.23
184082 | 82387-11011 | 590 PINE AVE LONG BEACH | 82387 | JOINT RECRUITING PROGRAM | USACE | 590 Pine Avenue J 135 | United States | California | Los Angeles | Long Beach | 90802 | 1.18 | 1.23
184084 | 82387-13287 | W OCEAN BLVD LONG BEACH | 82387 | JOINT RECRUITING PROGRAM | USACE | 444 West Ocean Boulevard, Suite 1505 | United States | California | Los Angeles | Long Beach | 90802 | 1.18 | 1.23
191195 | 823539 | 50 EAST 60TH STREET LONG BEACH | 82387 | JOINT RECRUITING PROGRAM | USACE | 50 East 60th Street | United States | California | Los Angeles | Long Beach | 90802 | 1.18 | 1.23
749 | N61065-RL | NAVOPSPTCEN LA N62103 | N61065 | NAVWPNSTA SEAL BEACH | NAVACT | 1700 Stadium Way | United States | California | Los Angeles | Los Angeles | 90001 | 1.18 | 1.23
190641 | 820315 | 3660 WILSHIRE BLVD. LOS ANGELES | 82387 | JOINT RECRUITING PROGRAM | USACE | 3660 Wilshire Blvd. | United States | California | Los Angeles | Los Angeles | 90010 | 1.18 | 1.23
190267 | 822341 | 1100 S. FLOWER STREET LOS ANGELES | 82387 | JOINT RECRUITING PROGRAM | USACE | 1100 S. Flower Street | United States | California | Los Angeles | Los Angeles | 90015 | 1.18 | 1.23
190265 | 822320 | 1069 BROXTON AVE LOS ANGELES | 82387 | JOINT RECRUITING PROGRAM | USACE | 1069 Broxton Avenue | United States | California | Los Angeles | Los Angeles | 90024 | 1.18 | 1.23
5464 | 06866 | HOLDERMAN HALL USAR CENTER | 06510 | 63RD RRC - CALIFORNIA | ARRES | 1250 FEDERAL Avenue | United States | California | Los Angeles | Los Angeles | 90025 | 1.18 | 1.23
5956 | 06C65 | LOS ANGELES | 060NG | CALIFORNIA NATIONAL GUARD | ARGUARD | 1300 Federal Avenue | United States | California | Los Angeles | Los Angeles | 90025 | 1.18 | 1.23
190465 | 822990 | 11075 SANTA MONICA BLVD LOS ANGELES | 82387 | JOINT RECRUITING PROGRAM | USACE | 11075 Santa Monica Boulevard | United States | California | Los Angeles | Los Angeles | 90025 | 1.18 | 1.23
190861 | N61065-HP | HAZARD PARK | N61065 | NAVWPNSTA SEAL BEACH | NAVACT | Hazard Canyon Road | United States | California | Los Angeles | Los Angeles | 90033 | 1.18 | 1.23
190646 | 822367 | 3982 S. FIGUEROA STREET LOS ANGELES | 82387 | JOINT RECRUITING PROGRAM | USACE | 3982 S. Figueroa Street | United States | California | Los Angeles | Los Angeles | 90037 | 1.18 | 1.23
753 | N61065-SP | SAN PEDRO FUEL DEPOT | N61065 | NAVWPNSTA SEAL BEACH | NAVACT | 3171 North Gaffey Street | United States | California | Los Angeles | Los Angeles | 90731 | 1.18 | 1.23
3266 | VHRJ0001 | SEPULVEDA NATIONAL GUARD STATION SITE # 1 | RZJQ | NORTH HIGHLANDS ANG STATION | AFGUARD | 15900 Victory Boulevard | United States | California | Los Angeles | Los Angeles | 91406 | 1.18 | 1.23
184503 | 82387-12294 | MLK JR BLVD LOS ANGELES | 82387 | JOINT RECRUITING PROGRAM | USACE | 3650 West Martin Luther King Junior Boulevard, Suite 297C | United States | California | Los Angeles | Los Angeles | 90008 | 1.18 | 1.23
191620 | N61065-NM | NAVY MEDICAL | N61065 | NAVWPNSTA SEAL BEACH | NAVACT | 1200 N State Street | United States | California | Los Angeles | Los Angeles | 90012 | 1.18 | 1.23
184505 | 82387-12836 | S MAIN ST LOS ANGELES | 82387 | JOINT RECRUITING PROGRAM | USACE | 1018 South Main Street | United States | California | Los Angeles | Los Angeles | 90015 | 1.18 | 1.23
184504 | 82387-10179 | 1241 S. SOTO STREET LOS ANGELES | 82387 | JOINT RECRUITING PROGRAM | USACE | 1241 South Soto Street, Suites 110 & 104 | United States | California | Los Angeles | Los Angeles | 90023 | 1.18 | 1.23
191559 | ACJP0002 | GENERAL SERVICES ADMINISTRATION #2 | ACJP | LOS ANGELES AFB | AFACT |  | United States | California | Los Angeles | Los Angeles | 90024 | 1.18 | 1.23
191399 | 823898 | 12209 WILSHIRE BLVD LOS ANGELES | 82387 | JOINT RECRUITING PROGRAM | USACE | 12209 Wilshire Boulevard | United States | California | Los Angeles | Los Angeles | 90025 | 1.18 | 1.23
184508 | 82387-11122 | 7080 HOLLYWOOD BLVD HOLLYWOOD | 82387 | JOINT RECRUITING PROGRAM | USACE | 7080 Hollywood Boulevard, Suite 108 | United States | California | Los Angeles | Los Angeles | 90028 | 1.18 | 1.23
184506 | 82387-10622 | 2700 COLORADO BLVD EAGLE ROCK | 82387 | JOINT RECRUITING PROGRAM | USACE | 2700 Colorado Boulevard, Suite 149 | United States | California | Los Angeles | Los Angeles | 90041 | 1.18 | 1.23
191871 | 824288 | 3246 W. SLAUSON LOS ANGELES | 82387 | JOINT RECRUITING PROGRAM | USACE | 3246 W Slauson Avenue | United States | California | Los Angeles | Los Angeles | 90043 | 1.18 | 1.23
184507 | 82387-12909 | SATICOY ST RESEDA | 82387 | JOINT RECRUITING PROGRAM | USACE | 19371-H Saticoy Street | United States | California | Los Angeles | Los Angeles | 91335 | 1.18 | 1.23
6000 | 06C70 | LYNWOOD | 060NG | CALIFORNIA NATIONAL GUARD | ARGUARD | 11398 Bullis Road | United States | California | Los Angeles | Lynwood | 90262 | 1.18 | 1.23
6049 | 06C80 | MANHATTAN BEACH | 060NG | CALIFORNIA NATIONAL GUARD | ARGUARD | 3601 Bell Avenue | United States | California | Los Angeles | Manhattan Beach | 90266 | 1.18 | 1.23
6248 | 06D10 | MONTEBELLO | 060NG | CALIFORNIA NATIONAL GUARD | ARGUARD | 244 S Taylor Avenue | United States | California | Los Angeles | Montebello | 90640 | 1.18 | 1.23
184085 | 82387-10539 | 2300/2350 W. BEVERLY MONTEBELLO | 82387 | JOINT RECRUITING PROGRAM | USACE | 2300/2350 W. Beverly Boulevard, Suites 110,102,104&106 | United States | California | Los Angeles | Montebello | 90640 | 1.18 | 1.23
751 | N61065-NF | NORWALK FUEL COMPLEX | N61065 | NAVWPNSTA SEAL BEACH | NAVACT | 15306 Norwalk Boulevard | United States | California | Los Angeles | Norwalk | 90659 | 1.18 | 1.23
183266 | 82387-10133 | 11760 FIRESTONE BLVD NORWALK | 82387 | JOINT RECRUITING PROGRAM | USACE | 11760 FIRESTONE Boulevard | United States | California | Los Angeles | Norwalk | 90650 | 1.18 | 1.23
6689 | 06D73 | PALMDALE | 060NG | CALIFORNIA NATIONAL GUARD | ARGUARD | 38315 30th Street East | United States | California | Los Angeles | Palmdale | 93550 | 1.27 | 1.33
186551 | 801138 | SIERRA HIGHWAY PALMDALE | 18081 | ARMY MISSION SUPPORT | USACE | 2259 Mark Avenue | United States | California | Los Angeles | Palmdale | 93550 | 1.27 | 1.33
183270 | 710387 | 10 WEST PLAZA PALMDALE | 82387 | JOINT RECRUITING PROGRAM | USACE | 40033 10th Street West | United States | California | Los Angeles | Palmdale | 93551 | 1.27 | 1.33
187874 | 810025 | 2259 MARK AVE PALMDALE | 70132 | INDEPENDENT DUTY HOUSING PROGRAM | USACE | 2259 Mark Avenue | United States | California | Los Angeles | Palmdale | 93551 | 1.27 | 1.33
191479 | 824057 | 1863 ANDREA DR. PALMDALE | 70132 | INDEPENDENT DUTY HOUSING PROGRAM | USACE | 1863 Andrea Drive | United States | California | Los Angeles | Palmdale | 93551 | 1.27 | 1.33
4707 | 06690 | DESIDERIO HALL USARC | 06510 | 63RD RRC - CALIFORNIA | ARRES | 655 Westminster Drive | United States | California | Los Angeles | Pasadena | 91105 | 1.18 | 1.23
190273 | 822347 | 1229 E. COLORADO BLVD PASADENA | 82387 | JOINT RECRUITING PROGRAM | USACE | 1229 E. Colorado Boulevard | United States | California | Los Angeles | Pasadena | 91106 | 1.18 | 1.23
70 | M67021-0001 | PASADENA CA MCRC | M67021 | HDQTRS 4TH MAW NEW ORLEANS LA | MCRES | 2755 East Sierra Madre Boulevard | United States | California | Los Angeles | Pasadena | 91107 | 1.18 | 1.23
117 | M68479-0016 | PICO-RIVERA CA MCRC | M68479 | HDQTRS 4TH MARDIV NEW ORLEANS | MCRES | 3551 San Gabriel River Parkway | United States | California | Los Angeles | Pico-Rivera | 90660 | 1.18 | 1.23
6839 | 06E00 | POMONA | 060NG | CALIFORNIA NATIONAL GUARD | ARGUARD | 600 S Park Avenue | United States | California | Los Angeles | Pomona | 91766 | 1.18 | 1.23
6840 | 06380 | POMONA ANNEX | 060NG | CALIFORNIA NATIONAL GUARD | ARGUARD | 1700 E 1st Street | United States | California | Los Angeles | Pomona | 91766 | 1.18 | 1.23
184203 | 82387-11094 | 68 RIO RANCHO ROAD POMONA | 82387 | JOINT RECRUITING PROGRAM | USACE | 68 Rio Rancho Road, Suites 204, 205, & 206 | United States | California | Los Angeles | Pomona | 91766 | 1.18 | 1.23
191094 | N69232-PV | POINT VICENTE | N69232 | NAVBASE VENTURA CTY PT MUGU CA | NAVACT | South Palos Verdes Drive | United States | California | Los Angeles | Rancho Palos Verdes | 90274 | 1.18 | 1.23
291 | N00246-SC | SAN CLEMENTE | N00246 | NAVBASE CORONADO | NAVACT |  | United States | California | Los Angeles | San Clemente Nav Res I | 92672 | 1.58 | 1.62
190370 | 823025 | 451 BRAND BLVD SAN FERNANDO | 82387 | JOINT RECRUITING PROGRAM | USACE | 451 Brand Boulevard | United States | California | Los Angeles | San Fernando | 91340 | 1.18 | 1.23
185350 | 82387-10358 | 16919-21 DEVONSHIRE BOULEVARD GRANADA HILLS | 82387 | JOINT RECRUITING PROGRAM | USACE | 16919-21 Devonshire Boulevard | United States | California | Los Angeles | San Fernando | 91344 | 1.18 | 1.23
188081 | N61065-MD | MORRIS DAM LOS ANGELES | N61065 | NAVWPNSTA SEAL BEACH | NAVACT | 801 Reeves Avenue | United States | California | Los Angeles | San Gabriel | 90054 | 1.18 | 1.23
183278 | 710722 | 288 S. SAN GABRIEL BLVD SAN GABRIEL | 82387 | JOINT RECRUITING PROGRAM | USACE | 288 South San Gabriel Boulevard, Suites 107/108 | United States | California | Los Angeles | San Gabriel | 91776 | 1.18 | 1.23
190498 | 822448 | 2021 MAIN STREET SANTA MONICA | 82387 | JOINT RECRUITING PROGRAM | USACE | 2021 Main Street | United States | California | Los Angeles | Santa Monica | 90405 | 1.18 | 1.23
182502 | 82387-11130 | 720 WILSHIRE BLVD SANTA MONICA | 82387 | JOINT RECRUITING PROGRAM | USACE | 720 Wilshire Boulevard, Suite 100 | United States | California | Los Angeles | Santa Monica | 90401 | 1.18 | 1.23
4835 | 06425 | SOUTH EL MONTE USARC | 06510 | 63RD RRC - CALIFORNIA | ARRES | 1200 North Potrero Avenue | United States | California | Los Angeles | South El Monte | 91733 | 1.18 | 1.23
7582 | 06G25 | TORRANCE | 060NG | CALIFORNIA NATIONAL GUARD | ARGUARD | 1000 W 25th Avenue | United States | California | Los Angeles | Torrance | 90501 | 1.18 | 1.23
188158 | 820047 | 3525 CARSON STREET TORRANCE | 82387 | JOINT RECRUITING PROGRAM | USACE | 3525 West Carson Street | United States | California | Los Angeles | Torrance | 90505 | 1.18 | 1.23
3092 | SCYN0001 | NORWALK2 SITE # 1 | PDPG | MARCH AIR RESERVE BASE | AFRES | 15306 Norwalk Boulevard | United States | California | Los Angeles | Unknown | 90650 | 1.18 | 1.23
190692 | 821233 | 6600 TOPANGA CANYON BOULEVARD CONOGA PARK | 82387 | JOINT RECRUITING PROGRAM | USACE | 6600 Topanga Canyon Boulevard | United States | California | Los Angeles | Unknown | 91303 | 1.18 | 1.23
7487 | 06G20 | SYLMAR | 060NG | CALIFORNIA NATIONAL GUARD | ARGUARD | Webster Highway | United States | California | Los Angeles | Unknown | 91342 | 1.18 | 1.23
190613 | 822435 | 18801 VENTURA BOULEVARD TARZANA | 82387 | JOINT RECRUITING PROGRAM | USACE | 18801 Ventura Boulevard | United States | California | Los Angeles | Unknown | 91356 | 1.18 | 1.23
4641 | 06945 | DANIELS HALL USAR CENTER | 06510 | 63RD RRC - CALIFORNIA | ARRES | 15301 Magnolia Boulevard | United States | California | Los Angeles | Unknown | 91403 | 1.18 | 1.23
1685 | FSQA0001 | EDWARDS MISSILE TRACKING SITE # 1 | FSPM | EDWARDS AIR FORCE BASE | AFACT | 225 North Rosamond Boulevard | United States | California | Los Angeles | Unknown | 93534 | 1.18 | 1.23
1686 | FSQF0001 | EDWARDS MISSILE TRACKING ANNEX A-12 SITE # 1 | FSPM | EDWARDS AIR FORCE BASE | AFACT | 3497 North Rosamond Boulevard | United States | California | Los Angeles | Unknown | 93534 | 1.18 | 1.23
1687 | FSQG0001 | EDWARDS MISSILE TRACKING ANNEX A-11 SITE # 1 | FSPM | EDWARDS AIR FORCE BASE | AFACT | 3499 North Rosamond Boulevard | United States | California | Los Angeles | Unknown | 93534 | 1.18 | 1.23
3190 | TTQK0001 | AIR FORCE PLANT 42 SITE # 1 | TTQK | AIR FORCE PLANT 42 | AFACT | 2503 P Avenue | United States | California | Los Angeles | Unknown | 93550 | 1.18 | 1.23
186558 | 800577 | VALENCIA BLVD VALENCIA | 82387 | JOINT RECRUITING PROGRAM | USACE | 24201 Valencia Boulevard | United States | California | Los Angeles | Valencia | 91355 | 1.18 | 1.23
190509 | 822004 | 24201 VALENCIA BLVD. VALENCIA | 82387 | JOINT RECRUITING PROGRAM | USACE | 24201 Valencia Boulevard | United States | California | Los Angeles | Valencia | 91355 | 1.18 | 1.23
185677 | 800320 | 14521 VENTURA BLVD VAN NUYS | 82387 | JOINT RECRUITING PROGRAM | USACE | 14521 Ventura Blvd | United States | California | Los Angeles | Van Nuys | 91401 | 1.18 | 1.23
6533 | 0639A | NG VAN NUYS | 060NG | CALIFORNIA NATIONAL GUARD | ARGUARD | 17330 Victory Boulevard | United States | California | Los Angeles | Van Nuys | 91406 | 1.18 | 1.23
7698 | 06497 | VAN NUYS AMSA | 06510 | 63RD RRC - CALIFORNIA | ARRES | 6357 Woodley Avenue | United States | California | Los Angeles | Van Nuys | 91406 | 1.18 | 1.23
183288 | 82387-10936 | 6337BALBOA BLVD | 82387 | JOINT RECRUITING PROGRAM | USACE | 6337 Balboa Boulevard | United States | California | Los Angeles | Van Nuys | 90016 | 1.18 | 1.23
183287 | 82387-13150 | VAN NUYS BLVD VAN NUYS | 82387 | JOINT RECRUITING PROGRAM | USACE | 6230 Van Nuys Boulevard | United States | California | Los Angeles | Van Nuys | 91401 | 1.18 | 1.23
184662 | 82387-10189 | 1259 NORTH GRAND AVENUE WALNUT | 82387 | JOINT RECRUITING PROGRAM | USACE | 1259 North Grand Avenue | United States | California | Los Angeles | Walnut | 91789 | 1.18 | 1.23
183290 | 82387-12337 | N AZUSA AVE WEST COVINA | 82387 | JOINT RECRUITING PROGRAM | USACE | 419 North Azusa Avenue | United States | California | Los Angeles | West Covina | 91790 | 1.18 | 1.23
183292 | 82387-10109 | 112 PLAZA DRIVE WEST COVINA | 82387 | JOINT RECRUITING PROGRAM | USACE | 112 Plaza Drive, Shop 536 | United States | California | Los Angeles | West Covina | 91790 | 1.18 | 1.23
183291 | 82387-10014 | 100 N. BARRANCA WEST COVINA | 82387 | JOINT RECRUITING PROGRAM | USACE | 100 North Barranca Street Suite 980 | United States | California | Los Angeles | West Covina | 91791 | 1.18 | 1.23
182327 | 82387-10132 | 11713 WHITTIER BLVD WHITTIER | 82387 | JOINT RECRUITING PROGRAM | USACE | 11713 Whittier Boulevard | United States | California | Los Angeles | Whittier | 90601 | 1.18 | 1.23
6010 | 06C75 | MADERA | 060NG | CALIFORNIA NATIONAL GUARD | ARGUARD | 701 East Yosemite Avenue | United States | California | Madera | Madera | 93638 | 1.22 | 1.27
185576 | 82387-13220 | W CLEVELAND AVE MADERA | 82387 | JOINT RECRUITING PROGRAM | USACE | 2295 West Cleveland Avenue, Suite C | United States | California | Madera | Madera | 93637 | 1.22 | 1.27
2834 | QGDL0001 | MILL VALLEY BCN SITE # 1 | XDAT | TRAVIS AFB | AFACT | 2000 Panoramic Highway | United States | California | Marin | Mill Valley | 94941 | 1.22 | 1.27
5331 | 06160 | HAMILTON ARMY AIRFIELD | 53465 | JOINT BASE LEWIS-MCCHORD | ARACT | Landfill 26 in POL Hill | United States | California | Marin | Novato | 94949 | 1.3 | 1.38
184590 | 82387-12851 | S NOVATO NOVATO | 82387 | JOINT RECRUITING PROGRAM | USACE | 1559 South Novato Boulevard, Suite F | United States | California | Marin | Novato | 94947 | 1.3 | 1.38
762 | N69152-BA | SITE 6 OB/OD RANGE | N69152 | CSO NSY MARE ISLAND CA | NAVACT | 1 Bear Valley Road | United States | California | Marin | Point Reyes Station | 94956 | 1.22 | 1.27
7158 | 06F50 | SAN RAFAEL | 060NG | CALIFORNIA NATIONAL GUARD | ARGUARD | 155 Madison Avenue | United States | California | Marin | San Rafael | 94903 | 1.22 | 1.27
3165 | TKGP0001 | POINT ARENA AIR FORCE STATION SITE # 1 | BAEY | BEALE AIR FORCE BASE | AFACT | 3270 Eureka Road | United States | California | Mendocino | Point Arena | 95468 | 1.22 | 1.27
3166 | TKGV0001 | POINT ARENA COMMUNICATION FACILITY ANNEX SITE # 1 | BAEY | BEALE AIR FORCE BASE | AFACT | 3280 Eureka Road | United States | California | Mendocino | Point Arena | 95468 | 1.22 | 1.27
3167 | TKHH0001 | POINT ARENA WATER SYSTEM ANNEX SITE # 1 | BAEY | BEALE AIR FORCE BASE | AFACT | 3290 Eureka Road | United States | California | Mendocino | Point Arena | 95468 | 1.22 | 1.27
5785 | 06992 | LAKE MENDOCINO LTA | 06510 | 63RD RRC - CALIFORNIA | ARRES | 1160 Lake Mendocino Drive | United States | California | Mendocino | Ukiah | 95482 | 1.22 | 1.27
187866 | 810114 | 188 FORD ROAD UKIAH | 82387 | JOINT RECRUITING PROGRAM | USACE | 188 Ford Road | United States | California | Mendocino | Ukiah | 95482 | 1.18 | 1.23
6155 | 06C90 | MERCED | 060NG | CALIFORNIA NATIONAL GUARD | ARGUARD | 1240 W 8th Street | United States | California | Merced | Merced | 95340 | 1.22 | 1.27
189687 | 821786 | 3516 WINDSONG CT. MERCED | 70132 | INDEPENDENT DUTY HOUSING PROGRAM | USACE | 3516 Windsong Court | United States | California | Merced | Merced | 95340 | 1.27 | 1.33
190386 | 810138 | 510 W. OLIVE AVE MERCED | 82387 | JOINT RECRUITING PROGRAM | USACE | 510 W. Olive Avenue | United States | California | Merced | Merced | 95348 | 1.18 | 1.23
3364 | XHSR0001 | TULELAKE RADAR SITE SITE # 1 | AAWZ | ACC AMIC | AFACT | County Road 136, Modoc Forest | United States | California | Modoc | Unknown | 96134 | 1.22 | 1.27
39 | M67399-0003 | BRIDGEPORT | M67399 | MCAGCC TWENTYNINE PALMS CA | MCACT | 11055 California 108 | United States | California | Mono | Bridgeport | 93517 | 1.26 | 1.3
37 | M67399-0002 | COLEVILLE HOUSING | M67399 | MCAGCC TWENTYNINE PALMS CA | MCACT | 600 Davenport Court | United States | California | Mono | Bridgeport | 96107 | 1.26 | 1.3
188438 | M67399-0008 | HAZELTINE TRACT | M67399 | MCAGCC TWENTYNINE PALMS CA | MCACT | 93828 US 395 | United States | California | Mono | Bridgeport | 96107 | 1.26 | 1.3
527 | N61014-PS | POINT SUR | N61014 | NAVSUPPDET MONTEREY CA | NAVACT |  | United States | California | Monterey | Big Sur | 93920 | 1.27 | 1.32
1145 | N69232-HL | FT HUNTER LIGGETT BLACKJACK | N69232 | NAVBASE VENTURA CTY PT MUGU CA | NAVACT |  | United States | California | Monterey | Jolon | 93928 | 1.34 | 1.38
5014 | 06205 | FORT HUNTER LIGGETT | 06685 | FORT HUNTER LIGGETT | ARRES |  | United States | California | Monterey | Jolon | 93928 | 1.34 | 1.38
188134 | N69232-HM | FT HUNTER LIGGETT OLD TECH | N69232 | NAVBASE VENTURA CTY PT MUGU CA | NAVACT |  | United States | California | Monterey | Jolon | 93928 | 1.34 | 1.38
188135 | N69232-HN | FT HUNTER REC CENTER | N69232 | NAVBASE VENTURA CTY PT MUGU CA | NAVACT |  | United States | California | Monterey | Jolon | 93928 | 1.34 | 1.38
5935 | 06255 | LOCKWOOD ARMY COMM FACILITY | 06685 | FORT HUNTER LIGGETT | ARRES | Williams Hill | United States | California | Monterey | Lockwood | 93932 | 1.34 | 1.38
6071 | 06628 | MARINA USAR CENTER | 06510 | 63RD RRC - CALIFORNIA | ARRES | 17425 Imjin Parkway | United States | California | Monterey | Marina | 93933 | 1.22 | 1.27
517 | N61014-CA | LA MESA VILLAGE | N61014 | NAVSUPPDET MONTEREY CA | NAVACT | 7 Spruance Road | United States | California | Monterey | Monterey | 93940 | 1.27 | 1.32
525 | N61014-IA | NAVY SCHOOL ANNEX | N61014 | NAVSUPPDET MONTEREY CA | NAVACT | 214 Michael J Smith Lane | United States | California | Monterey | Monterey | 93940 | 1.27 | 1.32
526 | N61014-MA | MARINA AIRPORT | N61014 | NAVSUPPDET MONTEREY CA | NAVACT | 721 Neeson Road | United States | California | Monterey | Monterey | 93940 | 1.27 | 1.32
6249 | 06309 | MONTEREY RECR SITE | 06305 | PRESIDIO OF MONTEREY | ARACT | Intersection of Camino el Estero and Webster St | United States | California | Monterey | Monterey | 93940 | 1.27 | 1.32
189303 | N61014-BL | BEACH LAB | N61014 | NAVSUPPDET MONTEREY CA | NAVACT |  | United States | California | Monterey | Monterey | 93940 | 1.27 | 1.32
189645 | 821655 | 880 CASS STREET MONTEREY | 06305 | PRESIDIO OF MONTEREY | ARACT |  | United States | California | Monterey | Monterey | 93940 | 1.27 | 1.32
258 | N61014 | NAVSUPPDET MONTEREY CA | N61014 | NAVSUPPDET MONTEREY CA | NAVACT | 1 University Circle | United States | California | Monterey | Monterey | 93943 | 1.27 | 1.32
402 | N61014-DM | DEL MONTE AVE MEDIAN | N61014 | NAVSUPPDET MONTEREY CA | NAVACT |  | United States | California | Monterey | Monterey | 93943 | 1.27 | 1.32
3380 | XUNP0001 | VANDENBERG ANDERSON PK MTK02 SITE # 1 | XUMU | VANDENBERG MAIN BASE | AFACT | 1 South Coast Ridge Road | United States | California | Monterey | Monterey | 93943 | 1.27 | 1.32
190207 | N61014-FC | MONTEREY AIRPORT MWR | N61014 | NAVSUPPDET MONTEREY CA | NAVACT |  | United States | California | Monterey | Monterey | 93943 | 1.27 | 1.32
6882 | 06305 | PRESIDIO OF MONTEREY | 06305 | PRESIDIO OF MONTEREY | ARACT | West of the Intersection of Artillery St and Lighthouse Ave | United States | California | Monterey | Monterey | 93944 | 1.27 | 1.32
184192 | 06305-10001 | DLI LARKIN ELEM SCHL MONTEREY | 06305 | PRESIDIO OF MONTEREY | ARACT | Defense Language Institute Larkin Elementary School | United States | California | Monterey | Monterey | 93942 | 1.27 | 1.32
191387 | N61014-GC | GOLF COURSE PARCEL V | N61014 | NAVSUPPDET MONTEREY CA | NAVACT |  | United States | California | Monterey | Monterey | 93943 | 1.27 | 1.32
184194 | 710731 | FORT ORD MONTEREY | 06305 | PRESIDIO OF MONTEREY | ARACT | Fort Ord | United States | California | Monterey | Monterey | 93944 | 1.27 | 1.32
191810 | N61014-BC | BLUE COVE | N61014 | NAVSUPPDET MONTEREY CA | NAVACT |  | United States | California | Monterey | Monterey | 93953 | 1.27 | 1.32
6287 | 0601A | MOSS LANDING LTA | 06510 | 63RD RRC - CALIFORNIA | ARRES |  | United States | California | Monterey | Moss Landing | 95039 | 1.27 | 1.32
7133 | 06E85 | SALINAS AIRPORT BLVD | 060NG | CALIFORNIA NATIONAL GUARD | ARGUARD | 368 Airport Boulevard | United States | California | Monterey | Salinas | 93905 | 1.22 | 1.27
190440 | 822552 | N. MAIN STREET SALINAS | 82387 | JOINT RECRUITING PROGRAM | USACE | 1700 North Main Street | United States | California | Monterey | Salinas | 93906 | 1.22 | 1.27
191775 | N61014-SD | SAND CITY | N61014 | NAVSUPPDET MONTEREY CA | NAVACT |  | United States | California | Monterey | Sand City | 93955 | 1.22 | 1.27
5039 | 06625 | FORT ORD | 06305 | PRESIDIO OF MONTEREY | ARACT |  | United States | California | Monterey | Seaside | 93955 | 1.22 | 1.27
6651 | 06307 | ORD MILITARY COMMUNITY | 06305 | PRESIDIO OF MONTEREY | ARACT |  | United States | California | Monterey | Seaside | 93955 | 1.22 | 1.27
7210 | 06385 | SEASIDE | 060NG | CALIFORNIA NATIONAL GUARD | ARGUARD | 140 Colonel Durham Street | United States | California | Monterey | Seaside | 93955 | 1.22 | 1.27
7280 | 06308 | SILAS B. HAYS | 06305 | PRESIDIO OF MONTEREY | ARACT |  | United States | California | Monterey | Seaside | 93955 | 1.22 | 1.27
184225 | 82387-11894 | FREMONT BLVD SEASIDE | 82387 | JOINT RECRUITING PROGRAM | USACE | 1130 Fremont Boulevard, Suite 108 | United States | California | Monterey | Seaside | 93955 | 1.22 | 1.27
190688 | 822974 | 6040 MAIN STREEN AMERICAN CANYON | 82387 | JOINT RECRUITING PROGRAM | USACE | 6040 Main Street | United States | California | Napa | American Canyon | 94589 | 1.28 | 1.35
183264 | 82387-12968 | SOSCOL AVE NAPA | 82387 | JOINT RECRUITING PROGRAM | USACE | 433 Soscol Avenue, Suite A110 | United States | California | Napa | Napa | 94559 | 1.28 | 1.35
183256 | 82387-11430 | BRUNSWICK RD GRASS VALLEY | 82387 | JOINT RECRUITING PROGRAM | USACE | 10448, 10450 & 10454 Brunswick Road | United States | California | Nevada | Grass Valley | 95945 | 1.22 | 1.27
6384 | 06D37 | NEVADA CITY | 060NG | CALIFORNIA NATIONAL GUARD | ARGUARD | 13061 Nev City Highway | United States | California | Nevada | Nevada City | 95959 | 1.22 | 1.27
190439 | 822357 | EUCLID SHOPPING CENTER ANAHEIM | 82387 | JOINT RECRUITING PROGRAM | USACE | 500 N Euclid Street | United States | California | Orange | Anaheim | 92804 | 1.18 | 1.23
185333 | 800306 | 240 & 260 S BREA BLVD BREA | 82387 | JOINT RECRUITING PROGRAM | USACE | 240 S Brea Boulevard | United States | California | Orange | Brea | 92821 | 1.18 | 1.23
184701 | 82387-12264 | MESA VERDE DR COSTA MESA | 82387 | JOINT RECRUITING PROGRAM | USACE | 1525 Mesa Verde Drive, Suite 213 | United States | California | Orange | Costa Mesa | 92626 | 1.18 | 1.23
191433 | 823846 | 911 VALLEY VIEW STREET CYPRESS | 82387 | JOINT RECRUITING PROGRAM | USACE | 911 Valley View Street | United States | California | Orange | Cypress | 90630 | 1.18 | 1.23
183249 | 82387-13167 | VLY VIEW CYPRESS | 82387 | JOINT RECRUITING PROGRAM | USACE | 9527 Valley View Street | United States | California | Orange | Cypress | 90630 | 1.18 | 1.23
5136 | 06B65 | FULLERTON | 060NG | CALIFORNIA NATIONAL GUARD | ARGUARD | 400 S Brookhurst Road | United States | California | Orange | Fullerton | 92833 | 1.18 | 1.23
187360 | 82387-12384 | N HARBOR BLVD FULLERTON | 82387 | JOINT RECRUITING PROGRAM | USACE | 1501 North Harbor Boulevard, Suites 102,104,105 &200 | United States | California | Orange | Fullerton | 92835 | 1.18 | 1.23
5157 | 06401 | JOHN PAUL GAFFENEY USARC | 06510 | 63RD RRC - CALIFORNIA | ARRES | 11751 Western Avenue | United States | California | Orange | Garden Grove | 92841 | 1.18 | 1.23
183052 | 82387-11371 | BEACH BLVD HUNTINGTON BEACH | 82387 | JOINT RECRUITING PROGRAM | USACE | 19092 Beach Boulevard, Suites N, O, & P | United States | California | Orange | Huntington Beach | 92646 | 1.18 | 1.23
7645 | 06908 | TUSTIN USAR CENTER | 06510 | 63RD RRC - CALIFORNIA | ARRES | 2345 Barranca Parkway | United States | California | Orange | Irvine | 92606 | 1.18 | 1.23
38 | M60050-0001 | BRAC AREAS | M60050 | MCAS EL TORO SANTA ANA CA | MCACT | 321 South 15th Street | United States | California | Orange | Irvine | 92618 | 1.18 | 1.23
40 | M60050-0002 | EOD RANGE | M60050 | MCAS EL TORO SANTA ANA CA | MCACT | 1000 Quarry Road | United States | California | Orange | Irvine | 92618 | 1.18 | 1.23
182312 | 82387-10856 | 4255 CAMPUS DRIVE IRVINE | 82387 | JOINT RECRUITING PROGRAM | USACE | 4255 Campus Drive A255 | United States | California | Orange | Irvine | 92618 | 1.18 | 1.23
5955 | 06511 | LOS ALAMITOS USARC(CALLE LEE) | 06510 | 63RD RRC - CALIFORNIA | ARRES | 10541 Calle Lee, Suite 101 | United States | California | Orange | Los Alamitos | 90720 | 1.18 | 1.23
7601 | 06368 | TS AFRC LOS ALAMITOS | 060NG | CALIFORNIA NATIONAL GUARD | ARGUARD | 4522 Saratoga Avenue | United States | California | Orange | Los Alamitos | 90720 | 1.18 | 1.23
170915 | 800472 | 10541 CALLE LEE, BUILDING 2 LOS ALAMINTOS | 06510 | 63RD RRC - CALIFORNIA | ARRES | 10541 Calle Lee, Building 2 | United States | California | Orange | Los Alamitos | 90720 | 1.18 | 1.23
183087 | 82387-12231 | MARGUERITE PKWY MISSION VIEJO | 82387 | JOINT RECRUITING PROGRAM | USACE | 28231 Marguerite Parkway | United States | California | Orange | Mission Viejo | 92675 | 1.18 | 1.23
183085 | 18081-10105 | 27401 LOS ALTOS MISSION VIEJO | 18081 | ARMY MISSION SUPPORT | USACE | 27401 Los Altos (USA AFR) | United States | California | Orange | Mission Viejo | 92691 | 1.18 | 1.23
183086 | 18081-10106 | 27401 LOS ALTOS SUITE 330 MISSION VIEJO | 18081 | ARMY MISSION SUPPORT | USACE | 27401 Los Altos, Suite 330 | United States | California | Orange | Mission Viejo | 92691 | 1.18 | 1.23
183268 | 82387-10557 | 238 ALTON PARKWAY ORANGE | 82387 | JOINT RECRUITING PROGRAM | USACE | 238 Alton Parkway | United States | California | Orange | Orange | 92618 | 1.18 | 1.23
9433 | 06D60 | ORANGE | 060NG | CALIFORNIA NATIONAL GUARD | ARGUARD | 308 W Chapman Avenue | United States | California | Orange | Orange | 92856 | 1.18 | 1.23
185676 | 710065 | 1681 LINCOLN BLVD ORANGE | 82387 | JOINT RECRUITING PROGRAM | USACE | 1681 E Lincoln Avenue | United States | California | Orange | Orange | 92867 | 1.18 | 1.23
183267 | 82387-11668 | E CHAPMAN AVE ORANGE 1 | 82387 | JOINT RECRUITING PROGRAM | USACE | 3618 E. Champion Avenue | United States | California | Orange | Orange | 92869 | 1.18 | 1.23
183269 | 82387-11667 | E CHAPMAN AVE ORANGE | 82387 | JOINT RECRUITING PROGRAM | USACE | 3415 E. Champion Avenue, Suites 3415 & 3417 | United States | California | Orange | Orange | 92869 | 1.18 | 1.23
7168 | 06F60 | SANTA ANA | 060NG | CALIFORNIA NATIONAL GUARD | ARGUARD | 612 East Warner Avenue | United States | California | Orange | Santa Ana | 92707 | 1.18 | 1.23
183280 | 82387-12472 | N TUSTIN AVE SANTA ANA | 82387 | JOINT RECRUITING PROGRAM | USACE | 1551 North Tustin Avenue, Suite 470 | United States | California | Orange | Santa Ana | 92706 | 1.18 | 1.23
191055 | N61065-SS | SURFSIDE | N61065 | NAVWPNSTA SEAL BEACH | NAVACT | 16086 Pacific Avenue | United States | California | Orange | Seal Beach | 92028 | 1.18 | 1.23
245 | N61065 | NAVWPNSTA SEAL BEACH | N61065 | NAVWPNSTA SEAL BEACH | NAVACT | 800 Seal Beach Boulevard | United States | California | Orange | Seal Beach | 90740 | 1.18 | 1.23
51 | M62535-0001 | CARVE-OUT 2, 5B, 9 | M62535 | MCAS TUSTIN CA | MCACT | 539 Perry Drive | United States | California | Orange | Tustin | 92606 | 1.18 | 1.23
53 | M62535-0003 | 1,42, 5B, 9 | M62535 | MCAS TUSTIN CA | MCACT | 1 Summit Road | United States | California | Orange | Tustin | 92606 | 1.18 | 1.23
54 | M62535-0004 | CARVE-OUT 5A, 6 | M62535 | MCAS TUSTIN CA | MCACT | 166 Valencia Avenue | United States | California | Orange | Tustin | 92606 | 1.18 | 1.23
55 | M62535-0005 | CARVEOUT CO-09 | M62535 | MCAS TUSTIN CA | MCACT | 47 Moffett Drive | United States | California | Orange | Tustin | 92606 | 1.18 | 1.23
183132 | 82387-10486 | 2110 TO 2156 N TUSTIN AVENUE TUSTIN | 82387 | JOINT RECRUITING PROGRAM | USACE | 2110 TO 2156 North Tustin Avenue, Santa Clara Plaza | United States | California | Orange | Tustin | 92780 | 1.18 | 1.23
3242 | UWDE0001 | COSTA MESA AIR NATIONAL GUARD STATION SITE # 1 | RZJQ | NORTH HIGHLANDS ANG STATION | AFGUARD | 2651 Newport Boulevard | United States | California | Orange | Unknown | 92672 | 1.18 | 1.23
184117 | 82387-11088 | 6705 WESTMINSTER BLVD WESTMINSTER | 82387 | JOINT RECRUITING PROGRAM | USACE | 6705 Westminster Boulevard | United States | California | Orange | Westminster | 92683 | 1.18 | 1.23
3883 | 06A25 | AUBURN | 060NG | CALIFORNIA NATIONAL GUARD | ARGUARD | 1273 High Street | United States | California | Placer | Auburn | 95603 | 1.22 | 1.27
183051 | 710236 | 2558B BELL ROAD AUBURN | 82387 | JOINT RECRUITING PROGRAM | USACE | 2558 Bell Road | United States | California | Placer | Auburn | 95603 | 1.22 | 1.27
186616 | 82387-10593 | 25422 LAKE FOREST RD LAKE FOREST | 82387 | JOINT RECRUITING PROGRAM | USACE | 25422 Lake Forest Road, Suite 101 | United States | California | Placer | Lake Forest | 92630 | 1.11 | 1.16
2492 | NFYL0001 | LINCOLN COMMUNICATION ANNEX SITE # 1 | BAEY | BEALE AIR FORCE BASE | AFACT | 5750 Moore Street | United States | California | Placer | Lincoln | 95648 | 1.17 | 1.23
7070 | 06E55 | ROSEVILLE | 060NG | CALIFORNIA NATIONAL GUARD | ARGUARD | 850 All America City Boulevard | United States | California | Placer | Roseville | 95678 | 1.17 | 1.23
188898 | 820389 | 996 PLEASANT GROVE ROSEVILLE | 82387 | JOINT RECRUITING PROGRAM | USACE | 996 Pleasant Grove Road | United States | California | Placer | Roseville | 95678 | 1.17 | 1.23
3923 | 06A40 | BANNING | 060NG | CALIFORNIA NATIONAL GUARD | ARGUARD | 2041 West Nicolet Street | United States | California | Riverside | Banning | 92220 | 1.15 | 1.2
184702 | 800494 | 1620 2ND STREET BEAUMONT | 82387 | JOINT RECRUITING PROGRAM | USACE | 1620 East 2nd Street | United States | California | Riverside | Beaumont | 92223 | 1.22 | 1.27
4553 | 06B05 | CORONA | 060NG | CALIFORNIA NATIONAL GUARD | ARGUARD | 1075 East 6th Street | United States | California | Riverside | Corona | 92879 | 1.15 | 1.2
183045 | 82387-12711 | RIMPAU AVE CORONA | 82387 | JOINT RECRUITING PROGRAM | USACE | 1501 Rimpau Avenue, Suite 103B | United States | California | Riverside | Corona | 92881 | 1.15 | 1.2
191765 | 823638 | 1206 MAGNOLIA AVE CORONA | 82387 | JOINT RECRUITING PROGRAM | USACE | 1206 Magnolia Avenue | United States | California | Riverside | Corona | 92881 | 1.15 | 1.2
187819 | M62974-0007 | SPRINGHILL ROW | M62974 | MCAS YUMA AZ | MCACT | Augustine Road | United States | California | Riverside | Desert Center | 92239 | 1.15 | 1.2
184566 | 82387-10744 | 3329 W FLORIDA AVE HEMET | 82387 | JOINT RECRUITING PROGRAM | USACE | 3329 West Florida Avenue | United States | California | Riverside | Hemet | 92545 | 1.22 | 1.27
5543 | 06C05 | INDIO | 060NG | CALIFORNIA NATIONAL GUARD | ARGUARD | 43-143 North Jackson Street | United States | California | Riverside | Indio | 92201 | 1.22 | 1.27
185335 | 82387-11192 | 81637 US HIGHWAY 111 INDIO | 82387 | JOINT RECRUITING PROGRAM | USACE | 81637 US Highwya 111, Suite 5 | United States | California | Riverside | Indio | 92201 | 1.22 | 1.27
189741 | 821904 | 30406 HAUN ROAD MENIFEE | 82387 | JOINT RECRUITING PROGRAM | USACE | 30406 Haun Road | United States | California | Riverside | Menifee | 92584 | 1.22 | 1.27
184195 | 82387-11435 | BUILDING 2641 RIVERSIDE | 82387 | JOINT RECRUITING PROGRAM | USACE | 5029 4th Street, Building 2641 | United States | California | Riverside | Moreno Valley | 92518 | 1.15 | 1.2
747 | N61065-MV | NAVOPSPTCEN MORENO | N61065 | NAVWPNSTA SEAL BEACH | NAVACT | 23570 Z Street | United States | California | Riverside | Moreno Valley | 92551 | 1.15 | 1.2
185622 | 711021 | 23080 ALESSANDRO BL. MORENO VALLEY | 82387 | JOINT RECRUITING PROGRAM | USACE | 23080 Alessandro Boulevard, Suites 229-230 | United States | California | Riverside | Moreno Valley | 92553 | 1.15 | 1.2
188285 | 820067 | 25707 BARCLAY DR. MURRIETA | 70132 | INDEPENDENT DUTY HOUSING PROGRAM | USACE | 25707 Barclay Drive | United States | California | Riverside | Murrieta | 92563 | 1.22 | 1.27
452 | N61065-CO | NORCO | N61065 | NAVWPNSTA SEAL BEACH | NAVACT | 2300 5th Street | United States | California | Riverside | Norco | 92879 | 1.15 | 1.2
187154 | 710724 | 3699 HAMNER AVENUE NORCO | 82387 | JOINT RECRUITING PROGRAM | USACE | 3699 Hamner Avenue, Suite I | United States | California | Riverside | Norco | 92860 | 1.15 | 1.2
184595 | 82387-11139 | 73175 HIGHWAY 111 PALM DESERT | 82387 | JOINT RECRUITING PROGRAM | USACE | 73175 Highway 111 | United States | California | Riverside | Palm Desert | 92211 | 1.15 | 1.2
191657 | 823875 | 73010 EL PASEO PALM DESERT | 82387 | JOINT RECRUITING PROGRAM | USACE | 73010 El Paseo | United States | California | Riverside | Palm Desert | 92260 | 1.15 | 1.2
183093 | 710554 | 135-B WEST NUEVO ROAD PERRIS | 82387 | JOINT RECRUITING PROGRAM | USACE | 135-B West Nuevo Road, Perris Towne Center | United States | California | Riverside | Perris | 92571 | 1.15 | 1.2
7020 | 06E50 | RIVERSIDE | 060NG | CALIFORNIA NATIONAL GUARD | ARGUARD | 2501 Fairmount Court | United States | California | Riverside | Riverside | 92501 | 1.15 | 1.2
190422 | 822612 | 7921 CARLYLE DR. RIVERSIDE | 70132 | INDEPENDENT DUTY HOUSING PROGRAM | USACE | 7921 Carlyle Drive | United States | California | Riverside | Riverside | 92509 | 1.15 | 1.2
6065 | 06777 | MARCH AFRC/AMSA 19(G) | 06510 | 63RD RRC - CALIFORNIA | ARRES | 14945 4th Street | United States | California | Riverside | Riverside | 92518 | 1.15 | 1.2
6271 | 06D20 | MORENO VALLEY | 060NG | CALIFORNIA NATIONAL GUARD | ARGUARD | 14941 Riverside Drive | United States | California | Riverside | Riverside | 92518 | 1.15 | 1.2
182498 | 82387-10140 | 11TH ST RIVERSIDE | 82387 | JOINT RECRUITING PROGRAM | USACE | 3890 11th Street, Suite 109 | United States | California | Riverside | Riverside | 92501 | 1.15 | 1.2
182497 | 82387-10054 | 10303B MAGNOLIA AVENUE RIVERSIDE | 82387 | JOINT RECRUITING PROGRAM | USACE | 10303B Magnolia Avenue, Suites B1,2,3 &4 | United States | California | Riverside | Riverside | 92505 | 1.15 | 1.2
182500 | 82387-13120 | UNIVERSITY AVE RIVERSIDE | 82387 | JOINT RECRUITING PROGRAM | USACE | 1201 University Avenue, Suite 220 | United States | California | Riverside | Riverside | 92507 | 1.15 | 1.2
170416 | 06393 | TEMECULA STOREFRONT | 060NG | CALIFORNIA NATIONAL GUARD | ARGUARD | 41790 Winchester Road | United States | California | Riverside | Temecula | 92590 | 1.15 | 1.2
188773 | 820928 | 40820 WINCHESTER RD. TEMECULA | 82387 | JOINT RECRUITING PROGRAM | USACE | 7921 Carlyle Drive | United States | California | Riverside | Temecula | 92591 | 1.15 | 1.2
184087 | 82387-10629 | 27311 JEFFERSON AVE TEMECULA | 82387 | JOINT RECRUITING PROGRAM | USACE | 27311 Jefferson Avenue, Suite 102 | United States | California | Riverside | Temecula | 92590 | 1.15 | 1.2
184086 | 710227 | 39628 & 39804 WINCHESTER TEMECULA | 82387 | JOINT RECRUITING PROGRAM | USACE | 39628 & 39804 Winchester Road, Suites J, B & A | United States | California | Riverside | Temecula | 92591 | 1.15 | 1.2
2761 | PDPE0001 | MARCH WS SITE # 1 | PDPG | MARCH AIR RESERVE BASE | AFACT |  | United States | California | Riverside | Unknown | 92508 | 1.15 | 1.2
2758 | PCZP0001 | MARCH AFB SITE # 1 | PDPG | MARCH AIR RESERVE BASE | AFACT | 610 Meyer Drive | United States | California | Riverside | Unknown | 92518 | 1.15 | 1.2
2760 | PDNE0001 | MARCH WSS SITE # 1 | PDPG | MARCH AIR RESERVE BASE | AFACT |  | United States | California | Riverside | Unknown | 92518 | 1.15 | 1.2
2762 | PDPG0001 | MARCH AIR RESERVE BASE SITE # 1 | PDPG | MARCH AIR RESERVE BASE | AFRES | 2145 Graeber Street | United States | California | Riverside | Unknown | 92518 | 1.15 | 1.2
2759 | PDBH0001 | MARCH LIT SITE # 1 | PDPG | MARCH AIR RESERVE BASE | AFRES |  | United States | California | Riverside | Unknown | 92551 | 1.15 | 1.2
187010 | 800543 | MACY PLAZA DRIVE CITRUS HEIGHTS | 82387 | JOINT RECRUITING PROGRAM | USACE | 7860 Macy Plaza Drive | United States | California | Sacramento | Citrus Heights | 95610 | 1.17 | 1.23
190085 | 822206 | 5409 FOX TROTTER WAY ELK GROVE | 70132 | INDEPENDENT DUTY HOUSING PROGRAM | USACE | 5409 Fox Trotter Way | United States | California | Sacramento | Elk Grove | 95757 | 1.17 | 1.23
184079 | 82387-11267 | 9245 LAGUNA SPRINGS DRIVE ELK GROVE | 82387 | JOINT RECRUITING PROGRAM | USACE | 9245 Laguna Springs Drive, Suites 160, 165, 170 | United States | California | Sacramento | Elk Grove | 95758 | 1.17 | 1.23
184080 | 82387-12103 | LAGUNA BVLD ELK GROVE | 82387 | JOINT RECRUITING PROGRAM | USACE | 6624 Laguan Bouldevard, Suite 116 | United States | California | Sacramento | Elk Grove | 95758 | 1.17 | 1.23
184511 | 82387-11170 | 7840 MADISON AVE FAIR OAKS | 82387 | JOINT RECRUITING PROGRAM | USACE | 7840 Madison Avenue, Building A, Suite 140 | United States | California | Sacramento | Fair Oaks | 95628 | 1.17 | 1.23
4966 | 06B47 | FOLSOM | 060NG | CALIFORNIA NATIONAL GUARD | ARGUARD | 1015 Riley Street | United States | California | Sacramento | Folsom | 95630 | 1.17 | 1.23
186489 | 801133 | 311 IRON POINT RD FOLSOM | 82387 | JOINT RECRUITING PROGRAM | USACE | 311 Iron Point Road | United States | California | Sacramento | Folsom | 95630 | 1.17 | 1.23
183501 | 710561 | 281 IRON POINT RD FOLSOM | 82387 | JOINT RECRUITING PROGRAM | USACE | 281 Iron Point Road | United States | California | Sacramento | Folsom | 95630 | 1.17 | 1.23
6513 | 0639C | NG SACRAMENTO MATHER | 060NG | CALIFORNIA NATIONAL GUARD | ARGUARD | 10616 Superfortress Drive | United States | California | Sacramento | Mather AFB | 95655 | 1.17 | 1.23
7110 | 06E78 | SACRAMENTO JFHQ ANNEX | 060NG | CALIFORNIA NATIONAL GUARD | ARGUARD | 10620 Mather Boulevard | United States | California | Sacramento | Mather AFB | 95655 | 1.17 | 1.23
190448 | 06927 | MATHER INDUSTRIAL HYGENE | 060NG | CALIFORNIA NATIONAL GUARD | ARGUARD | 311 Iron Point Road | United States | California | Sacramento | Mather AFB | 95655 | 1.17 | 1.23
2784 | PRJY0001 | MCCLELLAN AIR FORCE BASE SITE # 1 | BAEY | BEALE AIR FORCE BASE | AFACT | 3411 Olson Street | United States | California | Sacramento | McClellan AFB | 95652 | 1.17 | 1.23
2785 | PRKL0001 | MCCLELLAN FAMILY HOUSING ANNEX SITE # 1 | BAEY | BEALE AIR FORCE BASE | AFACT | 3411 Olson Street | United States | California | Sacramento | McClellan AFB | 95652 | 1.17 | 1.23
187013 | 801137 | LUCE AVENUE NOTH HIGHLANDS | 82387 | JOINT RECRUITING PROGRAM | USACE | 5016 Luce Ave | United States | California | Sacramento | North Highlands | 95652 | 1.17 | 1.23
183089 | 82387-12626 | PEACEKEEPER WAY NORTH HIGHLANDS | 82387 | JOINT RECRUITING PROGRAM | USACE | 3140 Peacekeeper Way, Building 250HH, McClellan Park | United States | California | Sacramento | North Highlands | 95652 | 1.17 | 1.23
3080 | RZJQ0001 | NORTH HIGHLANDS ANG STATION SITE # 1 | RZJQ | NORTH HIGHLANDS ANG STATION | AFGUARD |  | United States | California | Sacramento | North Highlands | 95660 | 1.17 | 1.23
2774 | PLXL0001 | MATHER AIR FORCE BASE SITE # 1 | BAEY | BEALE AIR FORCE BASE | AFACT | 3845 Whitehead Street | United States | California | Sacramento | Rancho Cordova | 95655 | 1.17 | 1.23
185345 | 82387-10650 | 2880 SUNRISE BLVD RANCHO CORDOVA | 82387 | JOINT RECRUITING PROGRAM | USACE | 2880 Sunrise Blvd | United States | California | Sacramento | Rancho Cordova | 95670 | 1.17 | 1.23
185883 | 06291 | RANCHO CORDOVA ATF | 060NG | CALIFORNIA NATIONAL GUARD | ARGUARD | 311 Iron Point Road | United States | California | Sacramento | Rancho Cordova | 95670 | 1.17 | 1.23
185884 | 6115 | RANCHO CORDOVA JFHQ | 060NG | CALIFORNIA NATIONAL GUARD | ARGUARD |  | United States | California | Sacramento | Rancho Cordova | 95670 | 1.17 | 1.23
185346 | 82387-12591 | OLSON DRIVE RANCHO CORDOVA | 82387 | JOINT RECRUITING PROGRAM | USACE | 10947 Olson Drive, Zinfandel Square, Suites 401 & 402 | United States | California | Sacramento | Rancho Cordova | 95670 | 1.17 | 1.23
185347 | 82387-13040 | SUNRISE BLVD RANCHO CORDOVA 1 | 82387 | JOINT RECRUITING PROGRAM | USACE | 2880 Sunrize Boulevard, Suite 122 | United States | California | Sacramento | Rancho Cordova | 95742 | 1.17 | 1.23
7108 | 06765 | SACRAMENTO ARMY DEPOT | 06765 | SACRAMENTO ARMY DEPOT | ARACT | 8350 Fruitridge Road | United States | California | Sacramento | Sacramento | 95813 | 1.17 | 1.23
188985 | 06819 | CALIFORNIA STATE MILITARY MUSEUM - SACRAMENTO | 060NG | CALIFORNIA NATIONAL GUARD | ARGUARD | 1117 2nd Street | United States | California | Sacramento | Sacramento | 95814 | 1.17 | 1.23
190190 | M00681-OB | MOSS FEDERAL BUILDING | M00681 | MCB CAMP PENDLETON CA | MCACT | 650 Capitol Mall | United States | California | Sacramento | Sacramento | 95814 | 1.17 | 1.23
7107 | 06E60 | SACRAMENTO ARDEN | 060NG | CALIFORNIA NATIONAL GUARD | ARGUARD |  | United States | California | Sacramento | Sacramento | 95815 | 1.17 | 1.23
7105 | 06E63 | SACRAMENTO (B) | 060NG | CALIFORNIA NATIONAL GUARD | ARGUARD | 2814 B Street | United States | California | Sacramento | Sacramento | 95816 | 1.17 | 1.23
7106 | 06E70 | SACRAMENTO 58TH | 060NG | CALIFORNIA NATIONAL GUARD | ARGUARD | 1013 58th Street | United States | California | Sacramento | Sacramento | 95819 | 1.17 | 1.23
7109 | 06E77 | SACRAMENTO JFHQ | 060NG | CALIFORNIA NATIONAL GUARD | ARGUARD | 9800 Goethe Road | United States | California | Sacramento | Sacramento | 95827 | 1.17 | 1.23
745 | N63042-RS | NAVOPSPTCEN SACRAMENTO | N63042 | NAS LEMOORE CA | NAVACT | 8278 Elder Creek Road | United States | California | Sacramento | Sacramento | 95828 | 1.17 | 1.23
4170 | 06767 | BT COLLINS USARC/OMS/AMSA (G) | 06510 | 63RD RRC - CALIFORNIA | ARRES | 6270 Midway Street, Building 640 | United States | California | Sacramento | Sacramento | 95828 | 1.17 | 1.23
6512 | 06388 | SACRAMENTO OKINAWA | 060NG | CALIFORNIA NATIONAL GUARD | ARGUARD | 8400 Okinawa Street | United States | California | Sacramento | Sacramento | 95828 | 1.17 | 1.23
190264 | 820390 | 1046 FLORIN ROAD SACRAMENTO, CA | 82387 | JOINT RECRUITING PROGRAM | USACE | 1046 Florin Road | United States | California | Sacramento | Sacramento | 95831 | 1.17 | 1.23
7111 | 06E65 | SACRAMENTO MEADOWVIEW | 060NG | CALIFORNIA NATIONAL GUARD | ARGUARD | 3250 Meadowview Road | United States | California | Sacramento | Sacramento | 95832 | 1.17 | 1.23
190361 | 822418 | 4090 TRUXEL ROAD SACRAMENTO | 82387 | JOINT RECRUITING PROGRAM | USACE | 4090 Truxel Road | United States | California | Sacramento | Sacramento | 95834 | 1.17 | 1.23
183143 | 82387-10276 | 1451 RIVER PARK DRIVE SUITE 150 SACRAMENTO | 82387 | JOINT RECRUITING PROGRAM | USACE | 1451 River Park Drive, Suite 150 | United States | California | Sacramento | Sacramento | 95815 | 1.17 | 1.23
183142 | 82387-12022 | HOWE AVE SACRAMENTO | 82387 | JOINT RECRUITING PROGRAM | USACE | 1602 Howe Avenue | United States | California | Sacramento | Sacramento | 95825 | 1.17 | 1.23
191572 | 06110 | SACRAMENTO OLD PLACERVILLE | 060NG | CALIFORNIA NATIONAL GUARD | ARGUARD | 10365 Old Placerville Road | United States | California | Sacramento | Sacramento | 95827 | 1.17 | 1.23
183139 | 82387-13092 | TRUXEL RD SACRAMENTO | 82387 | JOINT RECRUITING PROGRAM | USACE | 3291 Truxel Road, Suites 7 & 12 | United States | California | Sacramento | Sacramento | 95833 | 1.17 | 1.23
183144 | 82387-11059 | 6300 GARFIELD AVE SACRAMENTO | 82387 | JOINT RECRUITING PROGRAM | USACE | 6300 Garfuekd Avenue, Suites 100,110 & 120 | United States | California | Sacramento | Sacramento | 95841 | 1.17 | 1.23
7622 | 06F90 | TS SLOUGHOUSE | 060NG | CALIFORNIA NATIONAL GUARD | ARGUARD | 7268 Murieta Drive | United States | California | Sacramento | Sloughhouse | 95683 | 1.17 | 1.23
5467 | 06C00 | HOLLISTER | 060NG | CALIFORNIA NATIONAL GUARD | ARGUARD | 2302 San Felipe Road | United States | California | San Benito | Hollister | 95023 | 1.22 | 1.27
191575 | M67399-0010 | SHARP EASEMENT NORTH | M67399 | MCAGCC TWENTYNINE PALMS CA | MCACT |  | United States | California | San Bernardino | Amboy | 92304 | 1.23 | 1.29
191576 | M67399-0011 | SHARP EASEMENT SOUTH | M67399 | MCAGCC TWENTYNINE PALMS CA | MCACT |  | United States | California | San Bernardino | Amboy | 92304 | 1.23 | 1.29
3823 | 06A10 | APPLE VALLEY | 060NG | CALIFORNIA NATIONAL GUARD | ARGUARD | 17988 Highway 18 | United States | California | San Bernardino | Apple Valley | 92307 | 1.23 | 1.29
3934 | 06A45 | BARSTOW | 060NG | CALIFORNIA NATIONAL GUARD | ARGUARD | 1601 Armory Road | United States | California | San Bernardino | Barstow | 92311 | 1.23 | 1.29
3935 | 06051 | BARSTOW OUTREACH CENTER | 06225 | NATIONAL TRAINING CENTER AND FORT IRWIN | ARACT |  | United States | California | San Bernardino | Barstow | 92311 | 1.23 | 1.29
188599 | 06612 | MCLB BARSTOW ECS 171/USARC | 06510 | 63RD RRC - CALIFORNIA | ARRES |  | United States | California | San Bernardino | Barstow | 92311 | 1.23 | 1.29
48 | M62204-0001 | MCLB BARSTOW MAIN SITE | M62204 | MCLB BARSTOW CA | MCACT | 15 Wake Avenue | United States | California | San Bernardino | Barstow | 92311 | 1.23 | 1.29
191372 | M62204-EM | ELEPHANT MOUNTAIN | M62204 | MCLB BARSTOW CA | MCACT |  | United States | California | San Bernardino | Barstow | 92311 | 1.23 | 1.29
185305 | 82387-10518 | 222 MAIN STREET BARSTOW | 82387 | JOINT RECRUITING PROGRAM | USACE | 222 Main Street, Suite 101 | United States | California | San Bernardino | Barstow | 92311 | 1.23 | 1.29
49 | M62204-0002 | YERMO AREA | M62204 | MCLB BARSTOW CA | MCACT | 437 F Street | United States | California | San Bernardino | Barstow | 92398 | 1.23 | 1.29
104 | M67865-0004 | BIG BEAR REC AREA | M67865 | MCAS MIRAMAR | MCACT | 310 Willow Lane | United States | California | San Bernardino | Big Bear City | 92314 | 1.23 | 1.29
453 | N61065-CH | CHINO | N61065 | NAVWPNSTA SEAL BEACH | NAVACT | 4250 Eucalyptus Avenue | United States | California | San Bernardino | Chino | 91708 | 1.18 | 1.23
184078 | 710553 | 4110 EDISON AVENUE CHINO | 82387 | JOINT RECRUITING PROGRAM | USACE | 4110 Edison Avenue, Suite 107 | United States | California | San Bernardino | Chino | 91710 | 1.18 | 1.23
4502 | 06A85 | COLTON | 060NG | CALIFORNIA NATIONAL GUARD | ARGUARD | 423 East B Street | United States | California | San Bernardino | Colton | 92324 | 1.15 | 1.2
3936 | 06502 | BARSTOW/DAGGETT HELIPORT | 06225 | NATIONAL TRAINING CENTER AND FORT IRWIN | ARACT |  | United States | California | San Bernardino | Daggett | 92327 | 1.23 | 1.29
1500 | BYBZ0001 | BORON NEXRAD SITE SITE # 1 | FSPM | EDWARDS AIR FORCE BASE | AFACT | 225 North Rosamond Boulevard | United States | California | San Bernardino | Edwards | 93524 | 1.27 | 1.33
191007 | 823262 | 16761 VALLEY BLVD FONTANA | 82387 | JOINT RECRUITING PROGRAM | USACE | 16761 Valley Boulevard | United States | California | San Bernardino | Fontana | 92335 | 1.15 | 1.2
191128 | 823772 | 13710 ARAPAHO STREET FONTANA | 70132 | INDEPENDENT DUTY HOUSING PROGRAM | USACE | 13710 Arapaho Street | United States | California | San Bernardino | Fontana | 92336 | 1.15 | 1.2
185675 | 82387-10073 | 10660 SIERRA AVENUE FONTANA | 82387 | JOINT RECRUITING PROGRAM | USACE | 10660 Sierra Avenue, Suites L & M | United States | California | San Bernardino | Fontana | 92337 | 1.15 | 1.2
6582 | 06225 | NTC AND FORT IRWIN, CA | 06225 | NATIONAL TRAINING CENTER AND FORT IRWIN | ARACT |  | United States | California | San Bernardino | Fort Irwin | 92310 | 1.27 | 1.32
2117 | HUUA0001 | GEORGE SITE # 1 | CZQZ | CANNON AIR FORCE BASE | AFACT | 11600 Air Base Road | United States | California | San Bernardino | George AFB | 92301 | 1.22 | 1.27
185589 | 82387-10319 | 15550 MAIN ST. HESPERIA | 82387 | JOINT RECRUITING PROGRAM | USACE | 15550 Main Street, Suite A3 | United States | California | San Bernardino | Hesperia | 92345 | 1.27 | 1.33
188935 | M67399-0009 | QUAIL MTN EASEMENT | M67399 | MCAGCC TWENTYNINE PALMS CA | MCACT |  | United States | California | San Bernardino | Joshua Tree | 92252 | 1.15 | 1.2
191047 | M67399-0012 | JOSHUA TREE | M67399 | MCAGCC TWENTYNINE PALMS CA | MCACT |  | United States | California | San Bernardino | Joshua Tree | 95525 | 1.15 | 1.2
191770 | M67399-0013 | COYOTE VALLEY | M67399 | MCAGCC TWENTYNINE PALMS CA | MCACT |  | United States | California | San Bernardino | Joshua Tree | 95525 | 1.15 | 1.2
191768 | M67399-JE | JOHNSON VLY EXCLUSIVE | M67399 | MCAGCC TWENTYNINE PALMS CA | MCACT |  | United States | California | San Bernardino | Lucerne Valley | 92356 | 1.18 | 1.23
191769 | M67399-JS | JOHNSON VALLEY SHARED | M67399 | MCAGCC TWENTYNINE PALMS CA | MCACT |  | United States | California | San Bernardino | Lucerne Valley | 92356 | 1.18 | 1.23
170401 | 06617 | ONTARIO SF | 060NG | CALIFORNIA NATIONAL GUARD | ARGUARD | 1520 North Mountain Avenue, Suite 126 | United States | California | San Bernardino | Ontario | 91762 | 1.18 | 1.23
6637 | 06D55 | ONTARIO | 060NG | CALIFORNIA NATIONAL GUARD | ARGUARD | 950 North Cucamonga Avenue | United States | California | San Bernardino | Ontario | 91764 | 1.18 | 1.23
187958 | 810115 | 980 ONTARIO MILLS DR ONTARIO | 82387 | JOINT RECRUITING PROGRAM | USACE | 980 Ontario Mills Drive | United States | California | San Bernardino | Ontario | 91764 | 1.18 | 1.23
184591 | 82387-10514 | 2213 S. MOUNTAIN AV. ONTARIO | 82387 | JOINT RECRUITING PROGRAM | USACE | 2213 South Mountain Avenue | United States | California | San Bernardino | Ontario | 91762 | 1.18 | 1.23
191394 | 823933 | 10249 SANTA CRUZ DR. RANCH CUCAMONGA | 70132 | INDEPENDENT DUTY HOUSING PROGRAM | USACE | 10249 Santa Cruz Drive | United States | California | San Bernardino | Rancho Cucamonga | 91730 | 1.18 | 1.23
183275 | 711025 | 8865 FOOTHILL BLVD. RANCHO CUCAMONGA | 82387 | JOINT RECRUITING PROGRAM | USACE | 8865 Foothill Boulevard, Suite104 | United States | California | San Bernardino | Rancho Cucamonga | 91730 | 1.18 | 1.23
190876 | 823289 | 68 CROCUS ST REDLANDS | 70132 | INDEPENDENT DUTY HOUSING PROGRAM | USACE | 68 Crocus Street | United States | California | San Bernardino | Redlands | 92373 | 1.15 | 1.2
6961 | 06E25 | REDLANDS | 060NG | CALIFORNIA NATIONAL GUARD | ARGUARD | 617 Texas Street | United States | California | San Bernardino | Redlands | 92374 | 1.15 | 1.2
190392 | 820384 | 550 N. ORANGE STREET REDLANDS | 82387 | JOINT RECRUITING PROGRAM | USACE | 550 N. Orange Street | United States | California | San Bernardino | Redlands | 92374 | 1.15 | 1.2
190816 | 823135 | 1774 SOMERSET LANE REDLANDS | 70132 | INDEPENDENT DUTY HOUSING PROGRAM | USACE | 1774 Somerset Lane | United States | California | San Bernardino | Redlands | 92374 | 1.15 | 1.2
184205 | 82387-10236 | 1378 INDSTRL PK AVE REDLANDS | 82387 | JOINT RECRUITING PROGRAM | USACE | 1378 Industrial Park Avenue | United States | California | San Bernardino | Redlands | 92373 | 1.15 | 1.2
187933 | 810028 | 6322 N AZALEA AVE SAN BERNARDINO | 70132 | INDEPENDENT DUTY HOUSING PROGRAM | USACE | 6322 N Azalea Avenue | United States | California | San Bernardino | San Bernardino | 92407 | 1.15 | 1.2
7140 | 06E90 | SAN BERNARDINO | 060NG | CALIFORNIA NATIONAL GUARD | ARGUARD | 266 East 3rd Street | United States | California | San Bernardino | San Bernardino | 92410 | 1.15 | 1.2
7141 | 06890 | SAN BERNARDINO 3RD | 060NG | CALIFORNIA NATIONAL GUARD | ARRES | 296 East 3rd Street | United States | California | San Bernardino | San Bernardino | 92410 | 1.15 | 1.2
184207 | 800317 | 618 S MOUNT VERNON AVE SAN BERNARDINO | 82387 | JOINT RECRUITING PROGRAM | USACE | 618 S Mount Vernon Ave | United States | California | San Bernardino | San Bernardino | 92413 | 1.15 | 1.2
1639 | EYCZ0001 | CUDDEBACK LAKE AIR FORCE RANGE SITE # 1 | RKMF | NELLIS AIR FORCE BASE | AFACT | Cuddeback Lake Road | United States | California | San Bernardino | San Bernardino | 93528 | 1.15 | 1.2
184206 | 82387-13239 | W HOSPITALITY LN SAN BERNARDINO | 82387 | JOINT RECRUITING PROGRAM | USACE | 268 West Hospitality Lane, Suite210 | United States | California | San Bernardino | San Bernardino | 92408 | 1.15 | 1.2
191748 | 824329 | 325 W HOSPITALITY LANE SAN BERNARDINO | 82387 | JOINT RECRUITING PROGRAM | USACE | 325 W Hospitality Lane | United States | California | San Bernardino | San Bernardino | 92408 | 1.15 | 1.2
557 | N47609-RA | RANDSBURG WASH AREA | N47609 | NAWS CHINA LAKE | NAVACT |  | United States | California | San Bernardino | Trona | 93562 | 1.2 | 1.25
170736 | M67399-0004 | COPPER MOUNTAIN | M67399 | MCAGCC TWENTYNINE PALMS CA | MCACT |  | United States | California | San Bernardino | Twentynine Palms | 92252 | 1.23 | 1.29
187813 | M67399-0006 | VISTA DEL SOL EAST | M67399 | MCAGCC TWENTYNINE PALMS CA | MCACT | Luckie Avenue | United States | California | San Bernardino | Twentynine Palms | 92277 | 1.23 | 1.29
187814 | M67399-0007 | VISTA DEL SOL WEST | M67399 | MCAGCC TWENTYNINE PALMS CA | MCACT | NE of Corner of Adobe Rd and Amboy Rd | United States | California | San Bernardino | Twentynine Palms | 92277 | 1.23 | 1.29
87 | M67399-0001 | TWENTYNINE PALMS MAIN BASE | M67399 | MCAGCC TWENTYNINE PALMS CA | MCACT | 1554 Griffin Road | United States | California | San Bernardino | Twentynine Palms | 92278 | 1.23 | 1.29
2337 | KHGM0001 | MARCH RRL SITE # 1 | PDPG | MARCH AIR RESERVE BASE | AFACT |  | United States | California | San Bernardino | Unknown | 92347 | 1.15 | 1.2
2118 | HUUC0001 | GEORGE RADIO RELAY ANNEX SITE # 1 | CZQZ | CANNON AIR FORCE BASE | AFACT |  | United States | California | San Bernardino | Unknown | 92368 | 1.22 | 1.27
1688 | FSQH0001 | EDWARDS MISSILE TRACKING ANNEX A-10 SITE #1 | FSPM | EDWARDS AIR FORCE BASE | AFACT |  | United States | California | San Bernardino | Unknown | 93516 | 1.23 | 1.29
190308 | 823034 | 1902 N CAMPUS AVE UPLAND | 82387 | JOINT RECRUITING PROGRAM | USACE | 1902 N Campus Avenue | United States | California | San Bernardino | Upland | 91784 | 1.15 | 1.2
7548 | 06931 | THRALL HALL USAR CENTER | 06510 | 63RD RRC - CALIFORNIA | ARRES | 1284 East 7th Street | United States | California | San Bernardino | Upland | 91786 | 1.15 | 1.2
191474 | 823869 | 1402 WEST 7TH STREET UPLAND | 82387 | JOINT RECRUITING PROGRAM | USACE | 1402 W 7th Street | United States | California | San Bernardino | Upland | 91786 | 1.15 | 1.2
183103 | 82387-10267 | 1422 W 7TH STREET UPLAND | 82387 | JOINT RECRUITING PROGRAM | USACE | 1422 & 1428 West 7th Street | United States | California | San Bernardino | Upland | 91786 | 1.15 | 1.2
184309 | 800322 | 14190 BEAR VALLEY ROAD VICTORVILLE | 82387 | JOINT RECRUITING PROGRAM | USACE | 14190 Bear Valley Road | United States | California | San Bernardino | Victorville | 92392 | 1.23 | 1.29
7719 | 0697A | VICTORVILLE ARMY RESERVE #2 | 06510 | 63RD RRC - CALIFORNIA | ARRES | 13235 Pol Access Road | United States | California | San Bernardino | Victorville | 92394 | 1.23 | 1.29
189861 | SCLT0001 | SOUTHERN CALIFORNIA LOGISTICS AIRPORT SITE #1 | SCLT | SOUTHERN CALIFORNIA LOGISTICS | AFGUARD |  | United States | California | San Bernardino | Victorville | 92394 | 1.23 | 1.29
189862 | SCLT0002 | SOUTHERN CALIFORNIA LOGISTICS AIRPORT SITE #2 | SCLT | SOUTHERN CALIFORNIA LOGISTICS | AFGUARD |  | United States | California | San Bernardino | Victorville | 92394 | 1.23 | 1.29
170417 | 06434 | VICTORVILLE SF | 060NG | CALIFORNIA NATIONAL GUARD | ARGUARD | 12180 Ridgecrest Road | United States | California | San Bernardino | Victorville | 92395 | 1.23 | 1.29
184310 | 82387-10159 | 12130 HESPERIA RD. VICTORVILLE | 82387 | JOINT RECRUITING PROGRAM | USACE | 12130 Hesperia Road | United States | California | San Bernardino | Victorville | 92392 | 1.23 | 1.29
190683 | 820923 | 57725 29 PALMS HIGHWAY YUCCA VALLEY | 82387 | JOINT RECRUITING PROGRAM | USACE | 57725 29 Palms Highway | United States | California | San Bernardino | Yucca Valley | 92284 | 1.23 | 1.29
36 | M00681-0001 | MCB CAMP PENDLETON MAIN BASE | M00681 | MCB CAMP PENDLETON CA | MCACT | 1160 15th Street | United States | California | San Diego | Camp Pendleton | 92055 | 1.11 | 1.16
7681 | 06839 | USMCB CAMP PENDLETON | 06510 | 63RD RRC - CALIFORNIA | ARRES | Del Mar Basin Area 21, Building 210545 | United States | California | San Diego | Camp Pendleton | 92055 | 1.11 | 1.16
170371 | 06071 | CHULA VISTA SF | 060NG | CALIFORNIA NATIONAL GUARD | ARGUARD | 730 H Street, Suite 4 | United States | California | San Diego | Chula Vista | 91910 | 1.11 | 1.16
451 | N00246-LT | LOFGREN TERRACE HSG | N00246 | NAVBASE CORONADO | NAVACT | 1699 Miracosta Circle | United States | California | San Diego | Chula Vista | 91913 | 1.11 | 1.16
184460 | 800308 | 1392 E PALOMAR STREET CHULA VISTA | 82387 | JOINT RECRUITING PROGRAM | USACE | 1392 E Palomar Street | United States | California | San Diego | Chula Vista | 91913 | 1.11 | 1.16
3093 | SDEG0001 | SAN DIEGO SPACE SURVEILLANCE STATION | TDKA | PETERSON AFB | AFACT |  | United States | California | San Diego | Chula Vista | 92101 | 1.11 | 1.16
171078 | N00245-MO | MT OTAY | N00245 | NAVBASE SAN DIEGO CA | NAVACT |  | United States | California | San Diego | Chula Vista | 92101 | 1.11 | 1.16
969 | N00246-DZ | SPCWARGRP#1 DROP ZONE | N00246 | NAVBASE CORONADO | NAVACT |  | United States | California | San Diego | Chula Vista | 92154 | 1.11 | 1.16
184459 | 82387-11965 | H ST CHULA VISTA 1 | 82387 | JOINT RECRUITING PROGRAM | USACE | 730 H Street, Suite 5 | United States | California | San Diego | Chula Vista | 91910 | 1.11 | 1.16
185799 | 82387-11964 | H ST CHULA VISTA | 82387 | JOINT RECRUITING PROGRAM | USACE | 627 H Street | United States | California | San Diego | Chula Vista | 91910 | 1.11 | 1.16
191471 | 823770 | 884 EASTLAKE PARKWAY CHULA VISTA | 82387 | JOINT RECRUITING PROGRAM | USACE | 884 Eastlake Parkway | United States | California | San Diego | Chula Vista | 91914 | 1.11 | 1.16
4831 | 06B20 | EL CAJON | 060NG | CALIFORNIA NATIONAL GUARD | ARGUARD | 451 North Pierce Street | United States | California | San Diego | El Cajon | 92020 | 1.11 | 1.16
190652 | 822340 | 415 PARKWAY PLAZA EL CAJON | 82387 | JOINT RECRUITING PROGRAM | USACE | 415 Parkway Plaza | United States | California | San Diego | El Cajon | 92020 | 1.11 | 1.16
191476 | 823806 | 1611 NORTH MAGNOLIA AVENUE EL CAJON | 82387 | JOINT RECRUITING PROGRAM | USACE | 1611 North Magnolia Avenue | United States | California | San Diego | El Cajon | 92020 | 1.11 | 1.16
182316 | 711026 | 1541-1641 N. MAGNOLIA AVE EL CAJON | 82387 | JOINT RECRUITING PROGRAM | USACE | 1541-1641 North Magnolia Avenue | United States | California | San Diego | El Cajon | 92020 | 1.11 | 1.16
182315 | 82387-11719 | E MAIN ST EL CAJON | 82387 | JOINT RECRUITING PROGRAM | USACE | 1166 East Main Street | United States | California | San Diego | El Cajon | 92021 | 1.11 | 1.16
4882 | 06B35 | ESCONDIDO | 060NG | CALIFORNIA NATIONAL GUARD | ARGUARD | 304 East Park Avenue | United States | California | San Diego | Escondido | 92025 | 1.11 | 1.16
188954 | N63406-LH | LAKE HODGES BRIG MITIG | N63406 | NAVBASE POINT LOMA | NAVACT |  | United States | California | San Diego | Escondido | 92025 | 1.11 | 1.16
182321 | 710721 | 1315 E VALLEY PARKWAY ESCONDIDO | 82387 | JOINT RECRUITING PROGRAM | USACE | 1315 East Valley Parkway | United States | California | San Diego | Escondido | 92025 | 1.11 | 1.16
531 | N61065-AD | FALLBROOK CALIFORNIA | N61065 | NAVWPNSTA SEAL BEACH | NAVACT | 700 Ammunition Road | United States | California | San Diego | Fallbrook | 92028 | 1.11 | 1.16
345 | N00246-SS | SILVER STRAND (NRRF) | N00246 | NAVBASE CORONADO | NAVACT | 99 Johnson Street | United States | California | San Diego | Imperial Beach | 91932 | 1.11 | 1.16
190014 | N00246-CC | CROWN COVE | N00246 | NAVBASE CORONADO | NAVACT |  | United States | California | San Diego | Imperial Beach | 91932 | 1.11 | 1.16
344 | N00246-IB | IMPERIAL BEACH OLF | N00246 | NAVBASE CORONADO | NAVACT | 185 West F Street | United States | California | San Diego | Imperial Beach | 92101 | 1.11 | 1.16
470 | N00246-HS | HOLLY SQUARE HSG | N00246 | NAVBASE CORONADO | NAVACT | 1186 Holly Avenue | United States | California | San Diego | Imperial Beach | 92118 | 1.11 | 1.16
166965 | N00246-MO | CAMP MORENA | N00246 | NAVBASE CORONADO | NAVACT |  | United States | California | San Diego | Jacumba | 91934 | 1.11 | 1.16
1071 | N00245-HG | HOWARD GILMORE HSG | N00245 | NAVBASE SAN DIEGO CA | NAVACT | 7901 Valley View Circle | United States | California | San Diego | La Mesa | 91941 | 1.11 | 1.16
1174 | N00245-LN | LA MESA PARK HOUSING | N00245 | NAVBASE SAN DIEGO CA | NAVACT | 4271 Palm Avenue | United States | California | San Diego | La Mesa | 91941 | 1.11 | 1.16
170804 | N00245-HH | HOWARD GILMORE SITE 2 | N00245 | NAVBASE SAN DIEGO CA | NAVACT |  | United States | California | San Diego | La Mesa | 91941 | 1.11 | 1.16
185765 | 82387-11357 | AVOCADO BLVD LA MESA | 82387 | JOINT RECRUITING PROGRAM | USACE | 3835 Avocado Boulevard, Suite 270 | United States | California | San Diego | La Mesa | 91941 | 1.11 | 1.16
182319 | 82387-11840 | FEDERAL BLDG LEMON GROVE | 82387 | JOINT RECRUITING PROGRAM | USACE | 6988-6996 Federal Boulevard | United States | California | San Diego | Lemon Grove | 91945 | 1.11 | 1.16
102 | M67865-0002 | MIRAMAR WEST | M67865 | MCAS MIRAMAR | MCACT | Mirimar Road | United States | California | San Diego | Miramar Naval Air Sta. | 92145 | 1.11 | 1.16
968 | N00245-NC | NATIONAL CITY | N00245 | NAVBASE SAN DIEGO CA | NAVACT | 279 8th Street | United States | California | San Diego | National City | 91950 | 1.11 | 1.16
6364 | 06D35 | NATIONAL CITY | 060NG | CALIFORNIA NATIONAL GUARD | ARGUARD | 303 Palm Avenue | United States | California | San Diego | National City | 91950 | 1.11 | 1.16
184589 | 82387-11745 | E PLAZA BLVD NATIONAL CITY | 82387 | JOINT RECRUITING PROGRAM | USACE | 1005 East Plaza Boulevard, Suites B, C, D & E | United States | California | San Diego | National City | 91950 | 1.11 | 1.16
170400 | 06002 | OCEANSIDE SF | 060NG | CALIFORNIA NATIONAL GUARD | ARGUARD | 2204 S El Camino Real #11 | United States | California | San Diego | Oceanside | 92054 | 1.11 | 1.16
190146 | M00681-OA | DANA POINT BUMED FMC | M00681 | MCB CAMP PENDLETON CA | MCACT |  | United States | California | San Diego | Oceanside | 92056 | 1.11 | 1.16
184089 | 82387-11804 | EL CAMINO REAL OCEANSIDE | 82387 | JOINT RECRUITING PROGRAM | USACE | 2216 El Camino Real, Suites 111 & 115A | United States | California | San Diego | Oceanside | 92054 | 1.11 | 1.16
302 | N00245-MP | MOUNT PALOMAR | N00245 | NAVBASE SAN DIEGO CA | NAVACT | 35899 Canfield Road | United States | California | San Diego | Palomar Mountain | 92060 | 1.11 | 1.16
634 | N00246-MM | CAMP MICHAEL MONSOOR | N00246 | NAVBASE CORONADO | NAVACT | 595 La Posta Truck Trail | United States | California | San Diego | Pine Valley | 91962 | 1.11 | 1.16
561 | N00245-HP | HILLEARY PARK HSG | N00245 | NAVBASE SAN DIEGO CA | NAVACT | 13547 Hilleary Park Drive | United States | California | San Diego | Poway | 92064 | 1.11 | 1.16
183273 | 82387-10230 | 13475 COMMUNITY ROAD POWAY | 82387 | JOINT RECRUITING PROGRAM | USACE | 13475 Community Road | United States | California | San Diego | Poway | 92064 | 1.11 | 1.16
183274 | 82387-12669 | POWAY RD POWAY | 82387 | JOINT RECRUITING PROGRAM | USACE | 12222 Poway Road, Suite 5 | United States | California | San Diego | Poway | 92064 | 1.11 | 1.16
187791 | M00681-0002 | LAUDERBAUGH EASEMENT | M00681 | MCB CAMP PENDLETON CA | MCACT |  | United States | California | San Diego | Rainbow | 92056 | 1.11 | 1.16
515 | N00245-RM | RAMONA VISTA APTS | N00245 | NAVBASE SAN DIEGO CA | NAVACT | 617 11th Street | United States | California | San Diego | Ramona | 92065 | 1.11 | 1.16
170448 | N63406-OP | OVERFLOW PARKING | N63406 | NAVBASE POINT LOMA | NAVACT |  | United States | California | San Diego | San Diego | 91941 | 1.11 | 1.16
1067 | N00245-BL | BONITA BLUFFS HSG | N00245 | NAVBASE SAN DIEGO CA | NAVACT | 8596 Bonita Bluffs Court | United States | California | San Diego | San Diego | 91977 | 1.11 | 1.16
571 | N63406-CG | MT SOLEDAD SIGNAL STA | N63406 | NAVBASE POINT LOMA | NAVACT | 6905 La Jolla Scenic Drive South | United States | California | San Diego | San Diego | 92037 | 1.11 | 1.16
516 | N00245-WL | WOODLAKE CONDOMINIUMS | N00245 | NAVBASE SAN DIEGO CA | NAVACT | 9830 Summersun Lane | United States | California | San Diego | San Diego | 92040 | 1.11 | 1.16
1068 | N00245-EH | EUCALYPTUS HOUSING | N00245 | NAVBASE SAN DIEGO CA | NAVACT | 11201 Gold Bar Way | United States | California | San Diego | San Diego | 92040 | 1.11 | 1.16
446 | N63406-VR | VISTA RIDGE HSG | N63406 | NAVBASE POINT LOMA | NAVACT | 1122 Geronimo Place | United States | California | San Diego | San Diego | 92084 | 1.11 | 1.16
507 | N63406-HA | NAUTICAL LA JOLLA MILE | N63406 | NAVBASE POINT LOMA | NAVACT | 9500 Gilman Drive | United States | California | San Diego | San Diego | 92093 | 1.11 | 1.16
440 | N63406-BE | BEECH ST KNOLLS HSG | N63406 | NAVBASE POINT LOMA | NAVACT | 3465 Beech Street | United States | California | San Diego | San Diego | 92102 | 1.11 | 1.16
444 | N63406-PS | PARK SUMMIT HSG | N63406 | NAVBASE POINT LOMA | NAVACT | 3880 Florida Street | United States | California | San Diego | San Diego | 92104 | 1.11 | 1.16
566 | N00245-TV | TERRACE VIEW VILLAS | N00245 | NAVBASE SAN DIEGO CA | NAVACT | 4025 Home Avenue | United States | California | San Diego | San Diego | 92105 | 1.11 | 1.16
1155 | N00245-HT | HOME TERRACE CONDOS | N00245 | NAVBASE SAN DIEGO CA | NAVACT | 4505 Home Avenue | United States | California | San Diego | San Diego | 92105 | 1.11 | 1.16
197 | N63406 | NAVBASE POINT LOMA | N63406 | NAVBASE POINT LOMA | NAVACT | 140 Sylvester Road | United States | California | San Diego | San Diego | 92106 | 1.11 | 1.16
567 | N63406-EA | FUEL FARM | N63406 | NAVBASE POINT LOMA | NAVACT | 199 Rosecrans Street | United States | California | San Diego | San Diego | 92106 | 1.11 | 1.16
569 | N63406-LF | LINDBERGH FIELD | N63406 | NAVBASE POINT LOMA | NAVACT | 3707 North Harbor Drive | United States | California | San Diego | San Diego | 92106 | 1.11 | 1.16
574 | N63406-CN | CABRILLO NATIONAL | N63406 | NAVBASE POINT LOMA | NAVACT | 1800 Cabrillo Memorial Drive | United States | California | San Diego | San Diego | 92106 | 1.11 | 1.16
191042 | N00245-BP | B STREET PIER | N00245 | NAVBASE SAN DIEGO CA | NAVACT | North Harbor Drive | United States | California | San Diego | San Diego | 92106 | 1.11 | 1.16
191043 | N63406-UC | UC SCRIPPS | N63406 | NAVBASE POINT LOMA | NAVACT | 8622 Kennel Way | United States | California | San Diego | San Diego | 92106 | 1.11 | 1.16
191778 | N63406-BP | BALLAST POINT | N63406 | NAVBASE POINT LOMA | NAVACT |  | United States | California | San Diego | San Diego | 92106 | 1.11 | 1.16
434 | N63406-AH | ADMIRAL HARTMAN AREA 5 | N63406 | NAVBASE POINT LOMA | NAVACT | 2466 Blom Street | United States | California | San Diego | San Diego | 92109 | 1.11 | 1.16
997 | N63406-AI | ADMIRAL HARTMAN AREA 6 | N63406 | NAVBASE POINT LOMA | NAVACT | 2550 Pico Place | United States | California | San Diego | San Diego | 92109 | 1.11 | 1.16
998 | N63406-AJ | ADMIRAL HARTMAN AREA 7 | N63406 | NAVBASE POINT LOMA | NAVACT | 2118 Chalcedony Street | United States | California | San Diego | San Diego | 92109 | 1.11 | 1.16
442 | N63406-GV | GATEWAY VILLAGE HSG | N63406 | NAVBASE POINT LOMA | NAVACT | 2741 Mendonca Drive | United States | California | San Diego | San Diego | 92110 | 1.11 | 1.16
573 | N63406-TS | TAYLOR STREET | N63406 | NAVBASE POINT LOMA | NAVACT | 4635 Pacific Highway | United States | California | San Diego | San Diego | 92110 | 1.11 | 1.16
439 | N63406-CH | CHESTERTON HSG | N63406 | NAVBASE POINT LOMA | NAVACT | 7471 Linda Vista Road | United States | California | San Diego | San Diego | 92111 | 1.11 | 1.16
3082 | SACB0001 | SAN DIEGO ANG STATION SITE # 1 | RZJQ | NORTH HIGHLANDS ANG STATION | AFGUARD | 7288 East Convoy Terrace | United States | California | San Diego | San Diego | 92111 | 1.11 | 1.16
7143 | 06F00 | SAN DIEGO | 060NG | CALIFORNIA NATIONAL GUARD | ARGUARD | 2150 Comstock Street | United States | California | San Diego | San Diego | 92111 | 1.11 | 1.16
7145 | 0698A | SAN DIEGO USARC # 2 | 06510 | 63RD RRC - CALIFORNIA | ARRES | 7747 Opportunity Road | United States | California | San Diego | San Diego | 92111 | 1.11 | 1.16
562 | N00245-PG | PARADISE GARDENS HSG | N00245 | NAVBASE SAN DIEGO CA | NAVACT | 1126 South Woodman Street | United States | California | San Diego | San Diego | 92114 | 1.11 | 1.16
170091 | N00245-SW | 1220 PACIFIC HWY | N00245 | NAVBASE SAN DIEGO CA | NAVACT | 1220 Pacific Highway | United States | California | San Diego | San Diego | 92114 | 1.11 | 1.16
1065 | N00245-VA | CHOLLAS HEIGHTS HSG | N00245 | NAVBASE SAN DIEGO CA | NAVACT | 3250 Transmitter Road | United States | California | San Diego | San Diego | 92115 | 1.11 | 1.16
477 | N00245-MG | MISSION GORGE REC AREA | N00245 | NAVBASE SAN DIEGO CA | NAVACT | 2400 Admiral Baker Road | United States | California | San Diego | San Diego | 92120 | 1.11 | 1.16
7697 | 06895 | VAN DEMAN HALL USAR CENTER | 06510 | 63RD RRC - CALIFORNIA | ARRES | 2400 Admiral Baker Road | United States | California | San Diego | San Diego | 92120 | 1.11 | 1.16
7146 | 0600A | SAN DIEGO USARC # 3 | 06510 | 63RD RRC - CALIFORNIA | ARRES |  | United States | California | San Diego | San Diego | 92121 | 1.11 | 1.16
448 | N63406-CA | SERRA MESA - CABRILLO | N63406 | NAVBASE POINT LOMA | NAVACT | 8420 Krenz Street | United States | California | San Diego | San Diego | 92123 | 1.11 | 1.16
508 | N63406-BA | BALBOA AVENUE | N63406 | NAVBASE POINT LOMA | NAVACT | 9284 Balboa Avenue | United States | California | San Diego | San Diego | 92123 | 1.11 | 1.16
1064 | N00245-MC | MURPHY CANYON | N00245 | NAVBASE SAN DIEGO CA | NAVACT | 10341 Orleck Street | United States | California | San Diego | San Diego | 92124 | 1.11 | 1.16
443 | N63406-MM | MIRA MESA RIDGE HSG | N63406 | NAVBASE POINT LOMA | NAVACT | 45418 Howe Road | United States | California | San Diego | San Diego | 92126 | 1.11 | 1.16
563 | N00245-PT | POMERADO TERRACE HSG | N00245 | NAVBASE SAN DIEGO CA | NAVACT | 10425 Scripps Ranch Row | United States | California | San Diego | San Diego | 92131 | 1.11 | 1.16
1066 | N00245-BW | BROADWAY COMPLEX | N00245 | NAVBASE SAN DIEGO CA | NAVACT | 3955 North Harbor Drive | United States | California | San Diego | San Diego | 92132 | 1.11 | 1.16
9524 | N69162 | MAIN SITE | N69162 | CSO NTC SAN DIEGO | NAVACT | 1 North Harbor Drive | United States | California | San Diego | San Diego | 92132 | 1.11 | 1.16
188981 | N63406-LT | LINDBERGH TOWER | N63406 | NAVBASE POINT LOMA | NAVACT |  | United States | California | San Diego | San Diego | 92132 | 1.11 | 1.16
190223 | N63406-MS | MT SOLEDAD CROSS | N63406 | NAVBASE POINT LOMA | NAVACT |  | United States | California | San Diego | San Diego | 92132 | 1.11 | 1.16
184 | N00245-BH | BALBOA HOSPITAL | N00245 | NAVBASE SAN DIEGO CA | NAVACT | 34800 Bob Wilson Drive | United States | California | San Diego | San Diego | 92134 | 1.11 | 1.16
180 | N00246 | NAVBASE CORONADO | N00246 | NAVBASE CORONADO | NAVACT | 678 McCain Boulevard | United States | California | San Diego | San Diego | 92135 | 1.11 | 1.16
181 | N00245 | NAVBASE SAN DIEGO CA | N00245 | NAVBASE SAN DIEGO CA | NAVACT | 3455 Senn Rd | United States | California | San Diego | San Diego | 92136 | 1.11 | 1.16
1343 | N00245-PI | PALETA INDUSTRIAL | N00245 | NAVBASE SAN DIEGO CA | NAVACT | 2485 Recreation Way | United States | California | San Diego | San Diego | 92136 | 1.11 | 1.16
3552 | N00245-DS | DRYSIDE | N00245 | NAVBASE SAN DIEGO CA | NAVACT | 3341 32nd Street | United States | California | San Diego | San Diego | 92136 | 1.11 | 1.16
187286 | 801141 | BUILDING 270 NAVAL STATION SAN DIEGO | 82387 | JOINT RECRUITING PROGRAM | USACE | Dolphin Alley | United States | California | San Diego | San Diego | 92136 | 1.11 | 1.16
445 | N00245-BB | BAYVIEW HILLS HOUSING | N00245 | NAVBASE SAN DIEGO CA | NAVACT | 1565 Ridgewood Drive | United States | California | San Diego | San Diego | 92139 | 1.11 | 1.16
136 | M00243-0001 | MCRD SAN DIEGO MAIN BASE | M00243 | MARCORPRCUITDEP SAN DIEGO CA | MCACT | 1600 Henderson Avenue | United States | California | San Diego | San Diego | 92140 | 1.11 | 1.16
101 | M67865-0001 | MCAS MIRAMAR MAIN BASE | M67865 | MCAS MIRAMAR | MCACT | 8630 Pless Road | United States | California | San Diego | San Diego | 92145 | 1.11 | 1.16
570 | N63406-FC | C3F COMPLEX | N63406 | NAVBASE POINT LOMA | NAVACT | 53960 Tomahawk Lane | United States | California | San Diego | San Diego | 92147 | 1.11 | 1.16
568 | N63406-SP | SPAWARSYSCEN | N63406 | NAVBASE POINT LOMA | NAVACT | 49275 Electron Drive | United States | California | San Diego | San Diego | 92152 | 1.11 | 1.16
572 | N63406-OT | OLD TOWN SITE 1 | N63406 | NAVBASE POINT LOMA | NAVACT | 53560 Hull Street | United States | California | San Diego | San Diego | 92152 | 1.11 | 1.16
1126 | N63406-SS | SPAWARS SOUTH | N63406 | NAVBASE POINT LOMA | NAVACT | 53570 Hull Street | United States | California | San Diego | San Diego | 92152 | 1.11 | 1.16
170027 | N63406-OU | OLD TOWN SITE 2 | N63406 | NAVBASE POINT LOMA | NAVACT | 1500 Midway Drive | United States | California | San Diego | San Diego | 92152 | 1.11 | 1.16
1082 | N63406-FL | NAVMINEASWCOM | N63406 | NAVBASE POINT LOMA | NAVACT | 32444 Echo Lane | United States | California | San Diego | San Diego | 921475 | 1.11 | 1.16
184215 | 710867 | 11TH AND BROADWAY SAN DIEGO | 82387 | JOINT RECRUITING PROGRAM | USACE | 940 University Ave Suites N209 & C209 | United States | California | San Diego | San Diego | 92101 | 1.11 | 1.16
21 | M00243-0002 | FORMER NTC | M00243 | MARCORPRCUITDEP SAN DIEGO CA | MCACT | 2051 Cushing Road | United States | California | San Diego | San Diego | 92106 | 1.11 | 1.16
184223 | 82387-11013 | 591 CAMINO DE LA REINA SAN DIEGO | 82387 | JOINT RECRUITING PROGRAM | USACE | 591 Camino De La Reina, Suite 915 | United States | California | San Diego | San Diego | 92108 | 1.11 | 1.16
185623 | 82387-11385 | BERNARDO CTR DR SAN DIEGO | 82387 | JOINT RECRUITING PROGRAM | USACE | 16959 Bernardo Center Drive, Suite 206 | United States | California | San Diego | San Diego | 92108 | 1.11 | 1.16
191787 | 824361 | 4340 GENESEE AVE SAN DIEGO | 82387 | JOINT RECRUITING PROGRAM | USACE | 4340 Genesee Avenue | United States | California | San Diego | San Diego | 92117 | 1.11 | 1.16
184212 | 82387-11541 | CONVOY ST SAN DIEGO | 82387 | JOINT RECRUITING PROGRAM | USACE | 3904 Convoy Street, Suites 120, 123, & 124 | United States | California | San Diego | San Diego | 92117 | 1.11 | 1.16
1287 | N00246-AW | AMPHIB BASE CRNDO WEST | N00246 | NAVBASE CORONADO | NAVACT |  | United States | California | San Diego | San Diego | 92118 | 1.11 | 1.16
191774 | N00246-SN | SILVER STRAND NORTH | N00246 | NAVBASE CORONADO | NAVACT |  | United States | California | San Diego | San Diego | 92118 | 1.11 | 1.16
184214 | 82387-11307 | AERO DR SAN DIEGO | 82387 | JOINT RECRUITING PROGRAM | USACE | 8825 Aero Drive, Suites 105 & 127 | United States | California | San Diego | San Diego | 92123 | 1.11 | 1.16
184220 | 82387-11228 | 8690 AERO DRIVE SAN DIEGO | 82387 | JOINT RECRUITING PROGRAM | USACE | 8690 Aero Drive, Suite 103 | United States | California | San Diego | San Diego | 92123 | 1.11 | 1.16
187279 | 711263 | 4181 RUFFIN ROAD SAN DIEGO | 66155 |  | USACE | 4181 Ruffin Road | United States | California | San Diego | San Diego | 92123 | 1.11 | 1.16
191900 | 824079 | 9119 CLAIREMONT MESA SAN DIEGO | 82387 | JOINT RECRUITING PROGRAM | USACE | 9119 Clairemont Mesa | United States | California | San Diego | San Diego | 92123 | 1.11 | 1.16
184210 | 82387-12289 | MIRA MESA BLVD SAN DIEGO | 82387 | JOINT RECRUITING PROGRAM | USACE | 6755 Mira Mesa Boulevard, Suite 118 | United States | California | San Diego | San Diego | 92126 | 1.11 | 1.16
184211 | 82387-12291 | MIRA MESA BLVD SAN DIEGO 2 | 82387 | JOINT RECRUITING PROGRAM | USACE | 9807 Mira Mesa Boulevard | United States | California | San Diego | San Diego | 92126 | 1.11 | 1.16
184218 | 82387-12290 | MIRA MESA BLVD SAN DIEGO 1 | 82387 | JOINT RECRUITING PROGRAM | USACE | 9330 Mira Mesa Boulevard, Suite C | United States | California | San Diego | San Diego | 92126 | 1.11 | 1.16
184216 | 82387-10351 | 16644 W BERNARDO DR SAN DIEGO | 82387 | JOINT RECRUITING PROGRAM | USACE | 16644 West Bernardo Drive, 4th Floor | United States | California | San Diego | San Diego | 92127 | 1.11 | 1.16
184219 | 82387-12495 | NAVY ASW BASE SAN DIEGO | 82387 | JOINT RECRUITING PROGRAM | USACE | 1 San Diego ASW Base, Building 23 | United States | California | San Diego | San Diego | 92133 | 1.11 | 1.16
22 | M00243-0003 | HARBOR DRIVE | M00243 | MARCORPRCUITDEP SAN DIEGO CA | MCACT | 4077 North Harbor Drive | United States | California | San Diego | San Diego | 92140 | 1.11 | 1.16
184213 | 82387-12910 | SATURN BLVD SAN DIEGO | 82387 | JOINT RECRUITING PROGRAM | USACE | 585 Saturn Boulevard | United States | California | San Diego | San Diego | 92154 | 1.11 | 1.16
970 | N00246-AE | AMPHIB BASE CRNDO EAST | N00246 | NAVBASE CORONADO | NAVACT |  | United States | California | San Diego | San Diego | 92155 | 1.11 | 1.16
564 | N00245-PV | PROSPECT VIEW HSG | N00245 | NAVBASE SAN DIEGO CA | NAVACT | 8700 Redwood Drive | United States | California | San Diego | Santee | 92071 | 1.11 | 1.16
565 | N00245-RP | RIVERPLACE HSG | N00245 | NAVBASE SAN DIEGO CA | NAVACT | 8705 Bushy Hill Drive | United States | California | San Diego | Santee | 92071 | 1.11 | 1.16
191501 | 06183 | 50 TOWN CENTER PARKWAY SANTEE | 82387 | JOINT RECRUITING PROGRAM | USACE | 50 Town Center Parkway | United States | California | San Diego | Santee | 92071 | 1.11 | 1.16
191829 | M67865-0003 | LAKESIDE DOWNS | M67865 | MCAS MIRAMAR | MCACT |  | United States | California | San Diego | Santee | 92071 | 1.11 | 1.16
187442 | 82387-12169 | MAGNOLIA AVE SANTEE | 82387 | JOINT RECRUITING PROGRAM | USACE | 9892 Magnolia Avenue | United States | California | San Diego | Santee | 92071 | 1.11 | 1.16
185934 | 800579 | THIBODO ROAD VISTA | 82387 | JOINT RECRUITING PROGRAM | USACE | Thibodo Road | United States | California | San Diego | Vista | 92083 | 1.11 | 1.16
184311 | 82387-10716 | 320 SYCAMORE AVE VISTA | 82387 | JOINT RECRUITING PROGRAM | USACE | 320 Sycamore Avenue, Suite C | United States | California | San Diego | Vista | 92084 | 1.11 | 1.16
971 | N00246-WS | WARNER SPRINGS RTS | N00246 | NAVBASE CORONADO | NAVACT |  | United States | California | San Diego | Warner Springs | 92066 | 1.11 | 1.16
766 | N69152-MI | SITE 3 | N69152 | CSO NSY MARE ISLAND CA | NAVACT | 1000 Mare Island Road | United States | California | San Francisco | San Francisco | 94012 | 1.3 | 1.38
234 | N69127 | CSO HUNTERS POINT ANNEX | N69127 | CSO HUNTERS POINT ANNEX | NAVACT | 3628 Reeves Avenue | United States | California | San Francisco | San Francisco | 94066 | 1.3 | 1.38
190344 | 822646 | 325 FIFTH STREET SAN FRANCISCO | 82387 | JOINT RECRUITING PROGRAM | USACE | 325 Fifth Street | United States | California | San Francisco | San Francisco | 94107 | 1.3 | 1.38
1095 | N69168 | CSO NS TREASURE ISLAND CA | N69168 | CSO NS TREASURE ISLAND CA | NAVACT | 410 Avenue of the Palms | United States | California | San Francisco | San Francisco | 94130 | 1.3 | 1.38
7147 | 06F10 | SAN FRANCISCO | 060NG | CALIFORNIA NATIONAL GUARD | ARGUARD | 100 Armory Drive | United States | California | San Francisco | San Francisco | 94132 | 1.3 | 1.38
779 | N69161-CZ | NORTH HOUSING SITE 2 | N69161 | CSO NAS ALAMEDA CA | NAVACT | 1748 3rd Avenue | United States | California | San Francisco | San Francisco | 94501 | 1.3 | 1.38
793 | N69174-BZ | BB HOUSING AREA TI | N69174 | CSO PWC SAN FRANCISCO CA | NAVACT | 1025 Idaho Street | United States | California | San Francisco | San Francisco | 94501 | 1.3 | 1.38
183147 | 82387-11585 | DAVIS ST SAN FRANCISCO | 82387 | JOINT RECRUITING PROGRAM | USACE | 670 Davis Street, Golden Gateway BLD11 | United States | California | San Francisco | San Francisco | 94111 | 1.3 | 1.38
183146 | 82387-12965 | SLOAT BLVD SAN FRANCISCO | 82387 | JOINT RECRUITING PROGRAM | USACE | 1569 Sloat Boulevard, Suites 333A & 333B | United States | California | San Francisco | San Francisco | 94132 | 1.3 | 1.38
791 | N69174-AZ | AB HOUSING AREA TI | N69174 | CSO PWC SAN FRANCISCO CA | NAVACT | 3525 Weaver Street | United States | California | San Francisco | San Francisco |  | 1.3 | 1.38
4679 | 06806 | DEF DISTR REG WEST SHARPE SITE | 06305 | PRESIDIO OF MONTEREY | ARACT |  | United States | California | San Joaquin | French Camp | 95231 | 1.19 | 1.25
191367 | 06362 | QUINONES AFRC | 06510 | 63RD RRC - CALIFORNIA | ARRES | 400 Roth Road | United States | California | San Joaquin | French Camp | 95231 | 1.19 | 1.25
191825 | 6311 | LATHROP | 060NG | CALIFORNIA NATIONAL GUARD | ARGUARD | 8010 S Airport Way | United States | California | San Joaquin | Lathrop | 95206 | 1.22 | 1.26
5936 | 06C25 | LODI | 060NG | CALIFORNIA NATIONAL GUARD | ARGUARD | 333 North Washington Street | United States | California | San Joaquin | Lodi | 95240 | 1.19 | 1.25
184584 | 82387-13246 | W KETTLEMAN BLVD LODI | 82387 | JOINT RECRUITING PROGRAM | USACE | 1822 West Kettleman Boulevard, Suite 2A | United States | California | San Joaquin | Lodi | 95242 | 1.19 | 1.25
191673 | 824231 | 1401 LAKE ST LODI | 70132 | INDEPENDENT DUTY HOUSING PROGRAM | USACE | 1401 Lake Street | United States | California | San Joaquin | Lodi | 95242 | 1.19 | 1.25
183081 | 82387-12420 | N MAIN ST MANTECA | 82387 | JOINT RECRUITING PROGRAM | USACE | 1184 North Main Street | United States | California | San Joaquin | Manteca | 95336 | 1.19 | 1.25
191864 | 824493 | 233 CATMINT ST. MANTECA | 70132 | INDEPENDENT DUTY HOUSING PROGRAM | USACE | 233 Catmint Street | United States | California | San Joaquin | Manteca | 95337 | 1.19 | 1.25
7438 | 06G08 | STOCKTON FMS/CSMS | 060NG | CALIFORNIA NATIONAL GUARD | ARGUARD | 2000 Stimson Street | United States | California | San Joaquin | Stockton | 95206 | 1.19 | 1.25
7439 | 06G06 | STOCKTON AASF | 060NG | CALIFORNIA NATIONAL GUARD | ARGUARD | 8010 South Airport Way | United States | California | San Joaquin | Stockton | 95206 | 1.19 | 1.25
7440 | 06G05 | STOCKTON ARMORY | 060NG | CALIFORNIA NATIONAL GUARD | ARGUARD | 3526 Manthey Road Suite H | United States | California | San Joaquin | Stockton | 95206 | 1.19 | 1.25
189682 | 821772 | 2932 RAPID BROOK CT STOCKTON | 70132 | INDEPENDENT DUTY HOUSING PROGRAM | USACE | 2932 Rapid Brook Court | United States | California | San Joaquin | Stockton | 95212 | 1.19 | 1.25
191164 | 823628 | 2822 HAYDEN BROOK DR. STOCKTON | 70132 | INDEPENDENT DUTY HOUSING PROGRAM | USACE | 2822 Hayden Brook Drive | United States | California | San Joaquin | Stockton | 95212 | 1.19 | 1.25
191698 | 824234 | 3618 ANGELINA LANE STOCKTON | 70132 | INDEPENDENT DUTY HOUSING PROGRAM | USACE | 3618 Angelina Lane | United States | California | San Joaquin | Stockton | 95212 | 1.19 | 1.25
187156 | 801142 | PACIFIC AVENUE STOCKTON | 82387 | JOINT RECRUITING PROGRAM | USACE | 5759 Pacific Ave #232 | United States | California | San Joaquin | Stockton | 95219 | 1.19 | 1.25
190073 | 822238 | 4131 TIMEPIECE CT STOCKTON | 70132 | INDEPENDENT DUTY HOUSING PROGRAM | USACE | 4131 Timepiece Court | United States | California | San Joaquin | Stockton | 95219 | 1.19 | 1.25
190261 | 823031 | 10318 TRINITY PKWY STOCKTON | 82387 | JOINT RECRUITING PROGRAM | USACE | 10318 Trinity Parkway | United States | California | San Joaquin | Stockton | 95219 | 1.19 | 1.25
184197 | 82387-11595 | DEF DISTR REG WEST SHARPE SITE | 82387 | JOINT RECRUITING PROGRAM | USACE | DDJC Sharpe Site | United States | California | San Joaquin | Stockton | 95207 | 1.19 | 1.25
187873 | 810111 | 2251 W. GRANT LINE BLVD TRACY | 82387 | JOINT RECRUITING PROGRAM | USACE | 2251 W. Grant Line Road | United States | California | San Joaquin | Tracy | 95304 | 1.19 | 1.25
189276 | 821381 | 2460 ALMANOR DR TRACY | 70132 | INDEPENDENT DUTY HOUSING PROGRAM | USACE | 2460 Almanor Drive | United States | California | San Joaquin | Tracy | 95304 | 1.19 | 1.25
4680 | 06827 | DEF DISTR REG WEST TRACY | 06806 | DEF DISTR REG WEST SHARPE SITE | ARACT |  | United States | California | San Joaquin | Tracy | 95376 | 1.19 | 1.25
191705 | 824284 | 4380 BURR COURT TRACY | 70132 | INDEPENDENT DUTY HOUSING PROGRAM | USACE | 4380 Burr Court | United States | California | San Joaquin | Tracy | 95378 | 1.19 | 1.25
3870 | 06A20 | ATASCADERO | 060NG | CALIFORNIA NATIONAL GUARD | ARGUARD | 6105 Olmeda Avenue | United States | California | San Luis Obispo | Atascadero | 93422 | 1.22 | 1.27
186754 | 800563 | OAK HILL ROAD PASO ROBLES | 82387 | JOINT RECRUITING PROGRAM | USACE | 211 Oak Hill Road | United States | California | San Luis Obispo | Paso Robles | 93446 | 1.22 | 1.27
5559 | 06F35 | ITC CAMP SAN LUIS OBISBO | 06F35 | CAMP SAN LUIS OBISBO | ARGUARD | 1655 Dalidio Drive | United States | California | San Luis Obispo | San Luis Obispo | 93401 | 1.22 | 1.27
9523 | 06926 | SLO ACUB ACREAGE | 060NG | CALIFORNIA NATIONAL GUARD | ARGUARD | Morning Glory Trail | United States | California | San Luis Obispo | San Luis Obispo | 93405 | 1.22 | 1.27
9509 | N69232-TP | TASSAJARA PEAK | N69232 | NAVBASE VENTURA CTY PT MUGU CA | NAVACT | Tv Tower Road | United States | California | San Luis Obispo | San Luis Obispo | 93422 | 1.22 | 1.27
184109 | 82387-11416 | BROAD ST SAN LUIS OBISPO | 82387 | JOINT RECRUITING PROGRAM | USACE | 3860 Broad Street | United States | California | San Luis Obispo | San Luis Obispo | 93405 | 1.22 | 1.27
6328 | 06740 | MTC-H CAMP ROBERTS | 06740 | CAMP ROBERTS | ARGUARD | 1185 Mission Street | United States | California | San Luis Obispo | San Miguel | 93451 | 1.34 | 1.38
9461 | N69232-SM | SAN MIGUEL ISLAND CA | N69232 | NAVBASE VENTURA CTY PT MUGU CA | NAVACT |  | United States | California | San Luis Obispo | San Miguel | 93451 | 1.34 | 1.38
3142 | SXAQ0001 | PASO ROBLES RADAR SITE # 1 | XUMU | VANDENBERG MAIN BASE | AFACT | Nacimiento Lake Drive | United States | California | San Luis Obispo | Santa Margarita | 93453 | 1.22 | 1.27
182320 | 82387-12960 | SKYLINE PLZ DALY CITY | 82387 | JOINT RECRUITING PROGRAM | USACE | Skyline Plaza, Suites 172, 174, 176 & 178 | United States | California | San Mateo | Daly City | 94015 | 1.3 | 1.38
3153 | TFWY0001 | PILLAR POINT AFS SITE # 1 | XUMU | VANDENBERG MAIN BASE | AFACT | 300 West Point Avenue | United States | California | San Mateo | Half Moon Bay | 94019 | 1.22 | 1.27
3154 | TFXD0001 | PILLAR POINT SCARPER PEAK SITE # 1 | XUMU | VANDENBERG MAIN BASE | AFACT | 301 West Point Avenue | United States | California | San Mateo | Half Moon Bay | 94019 | 1.22 | 1.27
6965 | 06E30 | REDWOOD CITY | 060NG | CALIFORNIA NATIONAL GUARD | ARGUARD | 939 Valota Road | United States | California | San Mateo | Redwood City | 94061 | 1.22 | 1.27
128 | M68479-0027 | SAN BRUNO | M68479 | HDQTRS 4TH MARDIV NEW ORLEANS | MCACT | 900 Commodore Drive | United States | California | San Mateo | San Bruno | 94066 | 1.22 | 1.27
7142 | 06E95 | SAN BRUNO | 060NG | CALIFORNIA NATIONAL GUARD | ARGUARD | 455 3rd Avenue | United States | California | San Mateo | San Bruno | 94066 | 1.22 | 1.27
7156 | 06F40 | SAN MATEO | 060NG | CALIFORNIA NATIONAL GUARD | ARGUARD | 400 North Humboldt Street | United States | California | San Mateo | San Mateo | 94401 | 1.22 | 1.27
186414 | 800572 | S. EL CAMINO REAL SAN MATEO | 82387 | JOINT RECRUITING PROGRAM | USACE | 2850 S. El Camino Real | United States | California | San Mateo | San Mateo | 94403 | 1.22 | 1.27
9459 | N69232-AG | SANTA CRUZ ISLAND | N69232 | NAVBASE VENTURA CTY PT MUGU CA | NAVACT |  | United States | California | Santa Barbara | Goleta | 93110 | 1.83 | 1.87
9460 | N69232-PI | PRINCE ISLAND CA | N69232 | NAVBASE VENTURA CTY PT MUGU CA | NAVACT |  | United States | California | Santa Barbara | Goleta | 93110 | 1.83 | 1.87
189659 | N69232-PC | POINT CONCEPTION | N69232 | NAVBASE VENTURA CTY PT MUGU CA | NAVACT |  | United States | California | Santa Barbara | Goleta | 93117 | 1.22 | 1.27
184081 | 82387-11127 | 7127 HOLLISTER AVE, UNIT 22 GOLETA | 82387 | JOINT RECRUITING PROGRAM | USACE | 7127 Hollister Avenue | United States | California | Santa Barbara | Goleta | 93117 | 1.83 | 1.87
3377 | XUMX0001 | VANDENBERG VILLAGE XMTR SITE SITE # 1 | XUMU | VANDENBERG MAIN BASE | AFACT | County Road 520 | United States | California | Santa Barbara | Lompoc | 93436 | 1.25 | 1.3
3381 | XUNQ0001 | VANDENBERG PT ARGUELLO MTK03 SITE # 1 | XUMU | VANDENBERG MAIN BASE | AFACT | Coast Road | United States | California | Santa Barbara | Lompoc | 93436 | 1.25 | 1.3
3382 | XUYD0001 | VANDENBERG OAK MT ANNEX WW SITE # 1 | XUMU | VANDENBERG MAIN BASE | AFACT | Oak Mountain Road | United States | California | Santa Barbara | Lompoc | 93436 | 1.25 | 1.3
3383 | XUYE0001 | VANDENBERG WATER WELLS,FCI SITE # 1 | XUMU | VANDENBERG MAIN BASE | AFACT | Santa Lucia Canyon Road | United States | California | Santa Barbara | Lompoc | 93436 | 1.25 | 1.3
3384 | XUYF0001 | VANDENBERG OAK MT SITE # 1 | XUMU | VANDENBERG MAIN BASE | AFACT | Oak Mountain Road | United States | California | Santa Barbara | Lompoc | 93436 | 1.25 | 1.3
3376 | XUMU0001 | VANDENBERG MAIN BASE SITE # 1 | XUMU | VANDENBERG MAIN BASE | AFACT | 1031 California Boulevard | United States | California | Santa Barbara | Lompoc | 93437 | 1.25 | 1.3
3379 | XUNN0001 | VANDENBERG PT CONCEPT MTK01 SITE # 1 | XUMU | VANDENBERG MAIN BASE | AFACT | 1172 Iceland Avenue | United States | California | Santa Barbara | Lompoc | 93437 | 1.25 | 1.3
183499 | 82387-10957 | 521 W. CENTRAL UNITE LOMPOC | 82387 | JOINT RECRUITING PROGRAM | USACE | 521 West Central Avenue | United States | California | Santa Barbara | Lompoc | 93436 | 1.25 | 1.3
183500 | 82387-10800 | 3910 CONSTELLATION ROAD LOMPOC | 82387 | JOINT RECRUITING PROGRAM | USACE | 3910 Constellation Road, Unit 105 | United States | California | Santa Barbara | Lompoc | 93436 | 1.25 | 1.3
3385 | XUYN0001 | VANDENBERG WEATHER ANNEX SITE # 1 | XUMU | VANDENBERG MAIN BASE | AFACT | 1555 Orcutt Hill Road | United States | California | Santa Barbara | Orcutt | 93455 | 1.25 | 1.3
7169 | 06F65 | SANTA BARBARA | 060NG | CALIFORNIA NATIONAL GUARD | ARGUARD | 700 East Canon Perdido Street | United States | California | Santa Barbara | Santa Barbara | 93103 | 1.25 | 1.3
5096 | 06910 | FREEMONT HALL USAR CENTER | 06510 | 63RD RRC - CALIFORNIA | ARRES | 3227 State Street | United States | California | Santa Barbara | Santa Barbara | 93105 | 1.25 | 1.3
9463 | N69232-SY | SANTA YNEZ PEAK CA | N69232 | NAVBASE VENTURA CTY PT MUGU CA | NAVACT | Cuesta Road | United States | California | Santa Barbara | Santa Barbara | 93460 | 1.25 | 1.3
185390 | 82387-13020 | STATE ST SANTA BARBARA | 82387 | JOINT RECRUITING PROGRAM | USACE | 3609-A State Street | United States | California | Santa Barbara | Santa Barbara | 93101 | 1.25 | 1.3
7173 | 06F75 | SANTA MARIA | 060NG | CALIFORNIA NATIONAL GUARD | ARGUARD | 937 South thornburg Street | United States | California | Santa Barbara | Santa Maria | 93454 | 1.25 | 1.3
184111 | 710548 | 262 TOWN CENTER EAST SANTA MARIA | 82387 | JOINT RECRUITING PROGRAM | USACE | 262 Town Center East, Space K80 | United States | California | Santa Barbara | Santa Maria | 93454 | 1.25 | 1.3
9462 | N69232-SR | SANTA ROSA ISLAND CA | N69232 | NAVBASE VENTURA CTY PT MUGU CA | NAVACT | Santa Rosa Island Drive | United States | California | Santa Barbara | Santa Rosa Island | 95401 | 1.83 | 1.87
3378 | XUNL0001 | VANDENBERG S YNEZ PK MTK04 SITE # 1 | XUMU | VANDENBERG MAIN BASE | AFACT | CA-154 Road | United States | California | Santa Barbara | Santa Ynez | 93460 | 1.25 | 1.3
2799 | PVDN0001 | MCPHERSON PEAK MICROWAVE RELAY ANNEX SITE # 1 | FSPM | EDWARDS AIR FORCE BASE | AFACT | 225 North Rosamond Boulevard | United States | California | Santa Barbara | Unknown | 93254 | 1.27 | 1.33
5211 | 06B75 | GILROY | 060NG | CALIFORNIA NATIONAL GUARD | ARGUARD | 8490 Wren Avenue | United States | California | Santa Clara | Gilroy | 95020 | 1.22 | 1.27
185334 | 82387-10429 | 1ST ST GILROY | 82387 | JOINT RECRUITING PROGRAM | USACE | 1230 1st Street, Suite 203 | United States | California | Santa Clara | Gilroy | 95020 | 1.22 | 1.27
170432 | QMSN0002 | SITE #1 MOFFETT FIELD CANTONMENT AREA | QMSN | MOFFETT FIELD | AFGUARD |  | United States | California | Santa Clara | Moffett Field | 94035 | 1.22 | 1.27
170433 | QMSN0003 | SITE # 2 MUNITIONS STORAGE AREA MSA-3 | QMSN | MOFFETT FIELD | AFGUARD |  | United States | California | Santa Clara | Moffett Field | 94035 | 1.22 | 1.27
170434 | QMSN0004 | SITE # 3 MUNITIONS STORAGE AREA MSA-1 | QMSN | MOFFETT FIELD | AFGUARD |  | United States | California | Santa Clara | Moffett Field | 94035 | 1.22 | 1.27
170435 | QMSN0005 | SITE # 5 VEHICLE MAINTENANCE | QMSN | MOFFETT FIELD | AFGUARD |  | United States | California | Santa Clara | Moffett Field | 94035 | 1.22 | 1.27
170436 | QMSN0007 | SITE # 7 PARA-RESCUE SQUADRON & AGE | QMSN | MOFFETT FIELD | AFGUARD |  | United States | California | Santa Clara | Moffett Field | 94035 | 1.22 | 1.27
185667 | 18081-10434 | NASA ADMINISTRATION MOFFETT FIELD | 18081 | ARMY MISSION SUPPORT | USACE | NASA Administration Mail Stop 200-1B | United States | California | Santa Clara | Moffett Field | 94035 | 1.22 | 1.27
7151 | 06F15 | SAN JOSE MALECH | 060NG | CALIFORNIA NATIONAL GUARD | ARGUARD | 16600 Monterey Street | United States | California | Santa Clara | Morgan Hill | 95037 | 1.22 | 1.27
6232 | 06240 | MOFFETT COMMUNITY HOUSING | 06685 | FORT HUNTER LIGGETT | ARRES | 1776 Old Middlefield Way | United States | California | Santa Clara | Mountain View | 94035 | 1.3 | 1.38
6233 | 06270 | MOFFETT USARC | 06510 | 63RD RRC - CALIFORNIA | ARRES | 153 Dailey Road | United States | California | Santa Clara | Mountain View | 94035 | 1.3 | 1.38
1330 | N61014-MV | NAVPMOSSP MTN VIEW | N61014 | NAVSUPPDET MONTEREY CA | NAVACT | 564 Vernon Road | United States | California | Santa Clara | Mountain View | 94040 | 1.3 | 1.38
186552 | 801136 | EAST EL CAMINO REAL MOUNTAIN VIEW | 82387 | JOINT RECRUITING PROGRAM | USACE | 125 East El Camino Real | United States | California | Santa Clara | Mountain View | 94040 | 1.3 | 1.38
5653 | 06880 | JONES HALL USAR CENTER | 06510 | 63RD RRC - CALIFORNIA | ARRES | 1776 OLD MIDDLEFIELD WAY | United States | California | Santa Clara | Mountain View | 94043 | 1.3 | 1.38
190243 | 06287 | SGT JAMES WITKOWSKI ARMED FORCES RESERVE CENTER | 06510 | 63RD RRC - CALIFORNIA | ARRES |  | United States | California | Santa Clara | Mountain View | 94043 | 1.3 | 1.38
182324 | 82387-13153 | VERNON AVE MOUNTAIN VIEW | 82387 | JOINT RECRUITING PROGRAM | USACE | 546 Vernon Road | United States | California | Santa Clara | Mountain View | 94043 | 1.3 | 1.38
182325 | 710464 | 546 VERNON ROAD MOUNTAIN VIEW | 66155 |  | USACE | 546 Vernon Road | United States | California | Santa Clara | Mountain View | 94043 | 1.3 | 1.38
187581 | 800562 | EL CAMINO REAL PALO ALTO | 82387 | JOINT RECRUITING PROGRAM | USACE | 3666 El Camino Real | United States | California | Santa Clara | Palo Alto | 94306 | 1.22 | 1.27
169892 | LWTC0001 | LWTC, NFAC SITE #1 | ANZY | ARNOLD ENGINEERING DEVELOPMENT CENTER | AFACT | 221 De France Avenue | United States | California | Santa Clara | San Jose | 94035 | 1.22 | 1.27
191144 | 823731 | 1800 WYATT DRIVE SANTA CLARA | 82387 | JOINT RECRUITING PROGRAM | USACE | 1800 Wyatt Drive | United States | California | Santa Clara | San Jose | 95054 | 1.22 | 1.27
7150 | 06F20 | SAN JOSE HEDDING | 060NG | CALIFORNIA NATIONAL GUARD | ARGUARD | 251 West Hedding Street | United States | California | Santa Clara | San Jose | 95110 | 1.22 | 1.27
1080 | N63042-SJ | NAVOPSPTCEN SAN JOSE | N63042 | NAS LEMOORE CA | NAVACT | 995 East Mission Street | United States | California | Santa Clara | San Jose | 95112 | 1.22 | 1.27
191677 | 824240 | 152 NORTH THIRD STREET SAN JOSE | 82387 | JOINT RECRUITING PROGRAM | USACE | 152 North Third Street | United States | California | Santa Clara | San Jose | 95112 | 1.22 | 1.27
170363 | 06138 | SAN JOSE SF | 060NG | CALIFORNIA NATIONAL GUARD | ARGUARD | 251 West Hedding Street | United States | California | Santa Clara | San Jose | 95117 | 1.22 | 1.27
183149 | 82387-12251 | MCKEE RD SAN JOSE | 82387 | JOINT RECRUITING PROGRAM | USACE | 2326 McKee Road | United States | California | Santa Clara | San Jose | 95116 | 1.22 | 1.27
183148 | 82387-13030 | STEVENS CREEK SAN JOSE | 82387 | JOINT RECRUITING PROGRAM | USACE | 3381 Stevens Creek Boulevard | United States | California | Santa Clara | San Jose | 95117 | 1.22 | 1.27
183151 | 82387-11316 | ALMADEN PLZ SAN JOSE | 82387 | JOINT RECRUITING PROGRAM | USACE | 5353 Almaden Express, 33 Almaden Plaza | United States | California | Santa Clara | San Jose | 95118 | 1.22 | 1.27
191841 | 824454 | 1375 BLOSSOM HILL ROAD SAN JOSE | 82387 | JOINT RECRUITING PROGRAM | USACE | 1375 Blossom Hill Road | United States | California | Santa Clara | San Jose | 95118 | 1.22 | 1.27
183150 | 82387-13034 | STORY RD SAN JOSE | 82387 | JOINT RECRUITING PROGRAM | USACE | 765 Story Road #110 | United States | California | Santa Clara | San Jose | 95122 | 1.22 | 1.27
3329 | WMSJ0001 | ONIZUKA SITE # 1 | WMSJ | ONIZUKA AIR FORCE STATION | AFACT | 1080 North Innovation Way | United States | California | Santa Clara | Sunnyvale | 94089 | 1.22 | 1.27
185342 | 82387-12841 | S MARY AVE SUNNYVALE | 82387 | JOINT RECRUITING PROGRAM | USACE | 1322 South Mary Avenue, Suites A, B, C | United States | California | Santa Clara | Sunnyvale | 94087 | 1.22 | 1.27
185302 | 711190 | 2121 41ST AVENUE CAPITOLA | 82387 | JOINT RECRUITING PROGRAM | USACE | 2121 41st Avenue, Suites 102A,110,204 | United States | California | Santa Cruz | Capitola | 95010 | 1.27 | 1.32
528 | N61014-SC | NAVPMSSOP SANTA CRUZ | N61014 | NAVSUPPDET MONTEREY CA | NAVACT | 4203 Smith Grade Road | United States | California | Santa Cruz | Santa Cruz | 95060 | 1.27 | 1.32
7171 | 06F70 | SANTA CRUZ | 060NG | CALIFORNIA NATIONAL GUARD | ARGUARD | 301 Armory Road | United States | California | Santa Cruz | Santa Cruz | 95065 | 1.27 | 1.32
7810 | 06G67 | WATSONVILLE | 060NG | CALIFORNIA NATIONAL GUARD | ARGUARD | 450 Rodeo Drive | United States | California | Santa Cruz | Watsonville | 95076 | 1.27 | 1.32
6958 | 06E20 | REDDING | 060NG | CALIFORNIA NATIONAL GUARD | ARGUARD | 3025 S Street | United States | California | Shasta | Redding | 96001 | 1.22 | 1.27
190882 | 823346 | 4421 CHURN CREEK REDDING | 70132 | INDEPENDENT DUTY HOUSING PROGRAM | USACE | 4421 Churn Creek Road | United States | California | Shasta | Redding | 96002 | 1.22 | 1.27
184108 | 710642 | 2650 CHURN CREEK ROAD REDDING | 82387 | JOINT RECRUITING PROGRAM | USACE | 2650 Churn Creek Road | United States | California | Shasta | Redding | 96001 | 1.22 | 1.27
184107 | 82387-11509 | CHURN CREEK REDDING | 82387 | JOINT RECRUITING PROGRAM | USACE | 1310 Churn Creek Road, Suite E-1 | United States | California | Shasta | Redding | 96002 | 1.22 | 1.27
186074 | 82387-12693 | REDCLIFF DR REDDING | 82387 | JOINT RECRUITING PROGRAM | USACE | 448 Redcliff Drive, Suites 1 & 4 | United States | California | Shasta | Redding | 96002 | 1.22 | 1.27
6297 | 06D25 | MOUNT SHASTA | 060NG | CALIFORNIA NATIONAL GUARD | ARGUARD | 618 Evertt Memorial Highway | United States | California | Siskiyou | Mount Shasta | 96067 | 1.22 | 1.27
8004 | 06G80 | YREKA | 060NG | CALIFORNIA NATIONAL GUARD | ARGUARD | 310 Yreka Street | United States | California | Siskiyou | Yreka | 96097 | 1.22 | 1.27
184120 | 82387-11871 | FORT JONES RD YREKA | 82387 | JOINT RECRUITING PROGRAM | USACE | 1882 Fort Jones Road, Suites 1, 2, & 3 | United States | California | Siskiyou | Yreka | 96097 | 1.22 | 1.27
3994 | 06A60 | BENICIA | 060NG | CALIFORNIA NATIONAL GUARD | ARGUARD | 711 Hillcrest Avenue | United States | California | Solano | Benicia |  | 1.32 | 1.4
3995 | 06055 | BENICIA ARMY CEMETERY | 06305 | PRESIDIO OF MONTEREY | ARACT | 0.21 miles SE of the Intersection of I-780 and East 5th St | United States | California | Solano | Benicia |  | 1.32 | 1.4
523 | N61014-DX | DIXON TRANSMITTER FAC | N61014 | NAVSUPPDET MONTEREY CA | NAVACT |  | United States | California | Solano | Dixon | 95620 | 1.28 | 1.35
188674 | 820824 | 1350 TRAVIS BLVD FAIRFIELD | 82387 | JOINT RECRUITING PROGRAM | USACE | 1350 Travis Boulivard | United States | California | Solano | Fairfield | 94533 | 1.28 | 1.35
3351 | XDAT0001 | TRAVIS AFB SITE # 1 | XDAT | TRAVIS AFB | AFACT | 411 East Airmen Drive | United States | California | Solano | Fairfield | 94535 | 1.28 | 1.35
3352 | XDBM0001 | TRAVIS DOCK ANNEX SITE # 1 | XDAT | TRAVIS AFB | AFACT | 241 East Travis Avenue | United States | California | Solano | Fairfield | 94535 | 1.28 | 1.35
3353 | XDBT0001 | TRAVIS ILS MIDDLE MARKER ANNEX SITE # 1 | XDAT | TRAVIS AFB | AFACT |  | United States | California | Solano | Fairfield | 94535 | 1.28 | 1.35
3354 | XDMT0001 | TRAVIS ILS OUTER MARKER ANNEX SITE # 1 | XDAT | TRAVIS AFB | AFACT | 3607 East Highway 113 | United States | California | Solano | Fairfield | 94535 | 1.28 | 1.35
3356 | XDNT0001 | TRAVIS WATER SYSTEM ANNEX NO 1 SITE # 1 | XDAT | TRAVIS AFB | AFACT | 1500 East Water Well Drive | United States | California | Solano | Fairfield | 94535 | 1.28 | 1.35
4907 | 06B45 | FAIRFIELD | 060NG | CALIFORNIA NATIONAL GUARD | ARGUARD | 510 Parker Road | United States | California | Solano | Fairfield | 94535 | 1.28 | 1.35
3184 | TQYP0001 | POTRERO HILLS STORAGE ANNEX SITE # 1 | XDAT | TRAVIS AFB | AFACT | East Explosive Technology Road | United States | California | Solano | Suisun City | 94535 | 1.28 | 1.35
183091 | 82387-13043 | SUNSET AVE SUISUN CITY | 82387 | JOINT RECRUITING PROGRAM | USACE | 333 Sunset Avenue, Suite 200 | United States | California | Solano | Suisun City | 94585 | 1.28 | 1.35
3357 | XDNU0001 | TRAVIS WATER SYSTEM ANNEX NO 2 SITE # 1 | XDAT | TRAVIS AFB | AFACT | 5601 North Meridian Road | United States | California | Solano | Unknown | 95687 | 1.28 | 1.35
190313 | 820581 | 2010 HARBISON DRIVE VACAVILLE | 82387 | JOINT RECRUITING PROGRAM | USACE | 2010 Harbison Drive | United States | California | Solano | Vacaville | 95687 | 1.28 | 1.35
185397 | 82387-11586 | DAVIS ST VACAVILLE | 82387 | JOINT RECRUITING PROGRAM | USACE | 501 C Davis Street, Fountain Court Plaza | United States | California | Solano | Vacaville | 95688 | 1.28 | 1.35
765 | N69152-MA | SITE 2 | N69152 | CSO NSY MARE ISLAND CA | NAVACT | 900 Mare Island Way | United States | California | Solano | Vallejo | 94503 | 1.28 | 1.35
770 | N69152-MZ | SITE 5 | N69152 | CSO NSY MARE ISLAND CA | NAVACT | 1245 Mare Island Way | United States | California | Solano | Vallejo | 94503 | 1.28 | 1.35
8000 | 06935 | YOUNG HALL USAR CENTER | 06510 | 63RD RRC - CALIFORNIA | ARRES | 120 Mini Drive | United States | California | Solano | Vallejo | 94589 | 1.28 | 1.35
7692 | 06G40 | VALLEJO | 060NG | CALIFORNIA NATIONAL GUARD | ARGUARD | 747 7th Street | United States | California | Solano | Vallejo | 94590 | 1.28 | 1.35
238 | N69152 | CSO NSY MARE ISLAND CA | N69152 | CSO NSY MARE ISLAND CA | NAVACT | 695 Walnut Avenue | United States | California | Solano | Vallejo | 94592 | 1.28 | 1.35
6067 | 06991 | MARE IS. USARC.OMS.MARINE AMSA | 06510 | 63RD RRC - CALIFORNIA | ARRES | 1480 Railroad Avenue | United States | California | Solano | Vallejo | 94592 | 1.28 | 1.35
183104 | 82387-12695 | REDWOOD ST VALLEJO | 82387 | JOINT RECRUITING PROGRAM | USACE | 485 Redwood Street, Suites 40,50,60,70 | United States | California | Solano | Vallejo | 94590 | 1.28 | 1.35
5402 | 06B90 | HEALDSBURG | 060NG | CALIFORNIA NATIONAL GUARD | ARGUARD | 900 Powell Avenue | United States | California | Sonoma | Healdsburg | 95448 | 1.22 | 1.27
6746 | 06D80 | PETALUMA | 060NG | CALIFORNIA NATIONAL GUARD | ARGUARD | 580 Vallejo Street | United States | California | Sonoma | Petaluma | 94952 | 1.33 | 1.4
7175 | 06F85 | SANTA ROSA | 060NG | CALIFORNIA NATIONAL GUARD | ARGUARD | 1500 Armory Drive | United States | California | Sonoma | Santa Rosa | 95401 | 1.22 | 1.27
183281 | 800296 | 2700 SANTA ROSA AVE SANTA ROSA | 82387 | JOINT RECRUITING PROGRAM | USACE | 2700 Santa Rosa Avenue | United States | California | Sonoma | Santa Rosa | 95403 | 1.22 | 1.27
183282 | 82387-12587 | OLD COURTHOUSE SANTA ROSA | 82387 | JOINT RECRUITING PROGRAM | USACE | 50 Old Court House Square, Suite 314 | United States | California | Sonoma | Santa Rosa | 95404 | 1.22 | 1.27
186508 | 70132-10075 | 1148 HIGHLAND PARK D CERES | 70132 | INDEPENDENT DUTY HOUSING PROGRAM | USACE | 1148 Highlands Park Drive | United States | California | Stanislaus | Ceres | 95307 | 1.22 | 1.27
190610 | 823029 | 1768 MITCHELL RD CERES | 82387 | JOINT RECRUITING PROGRAM | USACE | 1768 Mitchell Road | United States | California | Stanislaus | Ceres | 95307 | 1.22 | 1.27
6230 | 06C95 | MODESTO | 060NG | CALIFORNIA NATIONAL GUARD | ARGUARD | 630 Rouse Avenue | United States | California | Stanislaus | Modesto | 95351 | 1.22 | 1.27
189685 | 821756 | 3129 COLLINGHAM DR. MODESTO | 70132 | INDEPENDENT DUTY HOUSING PROGRAM | USACE | 3129 Collingham Drive | United States | California | Stanislaus | Modesto | 95355 | 1.22 | 1.27
190810 | 823178 | 1445 RAMSGATE DR. MODESTO | 70132 | INDEPENDENT DUTY HOUSING PROGRAM | USACE | 1445 Ramsgate Drive | United States | California | Stanislaus | Modesto | 95355 | 1.22 | 1.27
190577 | 822563 | 1004 BURLINGTON DRIVE MODESTO | 70132 | INDEPENDENT DUTY HOUSING PROGRAM | USACE | 1004 Burlington Drive | United States | California | Stanislaus | Modesto | 95356 | 1.22 | 1.27
191702 | 824109 | 4009 CALAIS CT. MODESTO | 70132 | INDEPENDENT DUTY HOUSING PROGRAM | USACE | 4009 Calais Court | United States | California | Stanislaus | Modesto | 95356 | 1.22 | 1.27
7017 | 06735 | RIVERBANK AAP | 06305 | PRESIDIO OF MONTEREY | ARACT |  | United States | California | Stanislaus | Modesto | 95367 | 1.22 | 1.27
183262 | 82387-13012 | STANDIFORD SQ MODESTO | 82387 | JOINT RECRUITING PROGRAM | USACE | 2100 Standiford Square, Suite G-3 | United States | California | Stanislaus | Modesto | 95350 | 1.22 | 1.27
7614 | 06877 | TS MODESTO | 060NG | CALIFORNIA NATIONAL GUARD | ARGUARD | 1125 I Street | United States | California | Stanislaus | Modesto | 95351 | 1.22 | 1.27
6588 | 06D40 | OAKDALE YOSEMITE | 060NG | CALIFORNIA NATIONAL GUARD | ARGUARD | 800 S Yosemite Avenue | United States | California | Stanislaus | Oakdale | 95361 | 1.22 | 1.27
7619 | 06D45 | TS KEYSTONE | 060NG | CALIFORNIA NATIONAL GUARD | ARGUARD | 17631 Sonora Road | United States | California | Stanislaus | Oakdale | 95361 | 1.22 | 1.27
7643 | 06G35 | TURLOCK | 060NG | CALIFORNIA NATIONAL GUARD | ARGUARD | North Commons Street | United States | California | Stanislaus | Turlock | 95380 | 1.22 | 1.27
187161 | 82387-11559 | COUNTRYSIDE DR TURLOCK | 82387 | JOINT RECRUITING PROGRAM | USACE | 1811 & 1866 Countryside Drive | United States | California | Stanislaus | Turlock | 95380 | 1.22 | 1.27
187320 | 82387-11918 | 2881 GEAR RD TURLOCK | 82387 | JOINT RECRUITING PROGRAM | USACE | 2881 Gear Road | United States | California | Stanislaus | Turlock | 95382 | 1.22 | 1.27
8005 | 06G85 | YUBA CITY | 060NG | CALIFORNIA NATIONAL GUARD | ARGUARD | 6550 East 24th Street | United States | California | Sutter | Yuba City | 95991 | 1.21 | 1.26
184121 | 82387-11945 | GRAY AVE YUBA CITY | 82387 | JOINT RECRUITING PROGRAM | USACE | 971 Gray Avenue, Units 9,10,11,12 | United States | California | Sutter | Yuba City | 95991 | 1.21 | 1.26
6953 | 06E15 | RED BLUFF | 060NG | CALIFORNIA NATIONAL GUARD | ARGUARD | 2000 Park Avenue | United States | California | Tehama | Red Bluff | 96080 | 1.22 | 1.27
185348 | 800295 | 86 WEST BELLE MILL ROAD RED BLUFF | 82387 | JOINT RECRUITING PROGRAM | USACE | 86 West Belle Mill Road | United States | California | Tehama | Red Bluff | 96080 | 1.22 | 1.27
6861 | 06E05 | PORTERVILLE | 060NG | CALIFORNIA NATIONAL GUARD | ARGUARD | 29 North Plano Street | United States | California | Tulare | Porterville | 93257 | 1.22 | 1.27
186753 | 82387-11979 | HENDERSON AVE PORTERVILLE | 82387 | JOINT RECRUITING PROGRAM | USACE | 906, 928, 936 West Henderson Avenue | United States | California | Tulare | Porterville | 93257 | 1.22 | 1.27
1268 | N63042-SN | SEQUOIA NATL FOREST | N63042 | NAS LEMOORE CA | NAVACT |  | United States | California | Tulare | Sequoia National Park | 93257 | 1.22 | 1.27
1285 | N63042-HM | HEDRICK MILL POND | N63042 | NAS LEMOORE CA | NAVACT | 2500 Balch Park Road | United States | California | Tulare | Sequoia National Park | 93257 | 1.22 | 1.27
1286 | N63042-SC | SHAKE CAMP | N63042 | NAS LEMOORE CA | NAVACT |  | United States | California | Tulare | Sequoia National Park | 93257 | 1.22 | 1.27
1284 | N63042-MM | MOSES MOUNTAIN | N63042 | NAS LEMOORE CA | NAVACT | 800 Buchanan Street | United States | California | Tulare | Sequoia National Park | 94710 | 1.22 | 1.27
7634 | 06G30 | TULARE | 060NG | CALIFORNIA NATIONAL GUARD | ARGUARD | 1202 East Carroll Street | United States | California | Tulare | Tulare | 93274 | 1.22 | 1.27
190528 | 822806 | 3326 W HARVARD COURT VISALIA | 70132 | INDEPENDENT DUTY HOUSING PROGRAM | USACE | 3326 West Harvard Avenue | United States | California | Tulare | Visalia | 93277 | 1.22 | 1.27
7731 | 06G55 | VISALIA | 060NG | CALIFORNIA NATIONAL GUARD | ARGUARD | 625 Park Drive | United States | California | Tulare | Visalia | 93291 | 1.22 | 1.27
189676 | 821757 | 1822 S PINKHAM ST VISALIA | 70132 | INDEPENDENT DUTY HOUSING PROGRAM | USACE | 1822 S Pinkham Street | United States | California | Tulare | Visalia | 93292 | 1.22 | 1.27
191868 | 824383 | 3008 SOUTH STEVENSON STREET VISALIA | 70132 | INDEPENDENT DUTY HOUSING PROGRAM | USACE | 3008 South Stevenson Street | United States | California | Tulare | Visalia | 93292 | 1.22 | 1.27
186373 | 82387-12287 | MINERAL KING VISALIA | 82387 | JOINT RECRUITING PROGRAM | USACE | 4347 Mineral King Highway | United States | California | Tulare | Visalia | 93277 | 1.22 | 1.27
184593 | 82387-12298 | MONO WAY SONORA | 82387 | JOINT RECRUITING PROGRAM | USACE | 14520 Mono Way, Suites 160, 170, 180 | United States | California | Tuolumne | Sonora | 95370 | 1.22 | 1.27
3616 | 06741 | SAT COM | 06305 | PRESIDIO OF MONTEREY | ARACT | 18000 E. Perimeter Road | United States | California | Unknown | Unknown | 93451 | 1.34 | 1.38
657 | N69232-AN | CAMARILLO AIRPORT | N69232 | NAVBASE VENTURA CTY PT MUGU CA | NAVACT | 555 Airport Way | United States | California | Ventura | Camarillo | 93010 | 1.22 | 1.27
1099 | N69232-AJ | CAMARILLO HSG | N69232 | NAVBASE VENTURA CTY PT MUGU CA | NAVACT | 1135 Sparrow Drive | United States | California | Ventura | Camarillo | 93010 | 1.22 | 1.27
191196 | 823269 | 5021 VERDUGO WAY CAMARILLO | 82387 | JOINT RECRUITING PROGRAM | USACE | 5021 Verdugo Way | United States | California | Ventura | Camarillo | 93012 | 1.22 | 1.27
6680 | 06D70 | OXNARD | 060NG | CALIFORNIA NATIONAL GUARD | ARGUARD | 351 South K Street | United States | California | Ventura | Oxnard | 93030 | 1.22 | 1.27
191460 | N69232-OX | OXNARD | N69232 | NAVBASE VENTURA CTY PT MUGU CA | NAVACT |  | United States | California | Ventura | Oxnard | 93033 | 1.22 | 1.27
184594 | 82387-10553 | 2347 VINEYARD OXNARD | 82387 | JOINT RECRUITING PROGRAM | USACE | 2347 East Vineyard Avenue | United States | California | Ventura | Oxnard | 93030 | 1.22 | 1.27
658 | N69232-KA | LAGUNA PEAK CA | N69232 | NAVBASE VENTURA CTY PT MUGU CA | NAVACT | 625 Laguna Road | United States | California | Ventura | Point Mugu | 93033 | 1.22 | 1.27
191053 | XUMU0002 | LAGUNA PK, NAVAL BASE VENTURA CNTY, PT MUGU | XUMU | VANDENBERG MAIN BASE | AFACT | Laguna Peak | United States | California | Ventura | Point Mugu | 93042 | 1.22 | 1.27
1098 | N69232 | NAVBASE VENTURA CTY PT MUGU CA | N69232 | NAVBASE VENTURA CTY PT MUGU CA | NAVACT | 621 Pleasant Valley Road | United States | California | Ventura | Point Mugu | 93043 | 1.22 | 1.27
1577 | DJCF0001 | CHANNEL ISLANDS ANG STATION SITE # 1 | DJCF | CHANNEL ISLANDS ANG STATION | AFGUARD | 4146 Navalair Road | United States | California | Ventura | Port Hueneme | 93041 | 1.83 | 1.87
281 | N69232-PH | PORT HUENEME | N69232 | NAVBASE VENTURA CTY PT MUGU CA | NAVACT | 4363 Missile Way | United States | California | Ventura | Port Hueneme | 93043 | 1.2 | 1.25
6851 | 06961 | PORT HUENEME USARC | 06510 | 63RD RRC - CALIFORNIA | ARRES | 151 36th Avenue | United States | California | Ventura | Port Hueneme | 93043 | 1.2 | 1.25
944 | N69232-AD | SAN NICOLAS ISLAND | N69232 | NAVBASE VENTURA CTY PT MUGU CA | NAVACT |  | United States | California | Ventura | San Nicolas Island |  | 1.83 | 1.87
189484 | 82387-10797 | 3885 COCHRAN STREET SIMI VALLEY | 82387 | JOINT RECRUITING PROGRAM | USACE | 3885 Cochran Street | United States | California | Ventura | Simi Valley | 93063 | 1.22 | 1.27
190596 | 822403 | 1301 LOS ANGELES AVENUE SIMI VALLEY | 82387 | JOINT RECRUITING PROGRAM | USACE | 1301 Los Angeles Avenue | United States | California | Ventura | Simi Valley | 93063 | 1.22 | 1.27
189958 | 822147 | 2205 TORRANCE STREET SIMI VALLEY | 70132 | INDEPENDENT DUTY HOUSING PROGRAM | USACE | 2205 Torrance Street | United States | California | Ventura | Simi Valley | 93065 | 1.22 | 1.27
184586 | 82387-13075 | THOUSAND OAKS THOUSAND OAKS | 82387 | JOINT RECRUITING PROGRAM | USACE | 1421 West Thousand Oaks Boulevard, Suites 9, 10 & 15 | United States | California | Ventura | Thousand Oaks | 91360 | 1.22 | 1.27
3041 | RAHK0001 | MOUNT PINOS RADIO RELAY ANNEX SITE # 1 | FSPM | EDWARDS AIR FORCE BASE | AFACT | 225 North Rosamond Boulevard | United States | California | Ventura | Unknown | 93015 | 1.27 | 1.33
7702 | 06G50 | VENTURA | 060NG | CALIFORNIA NATIONAL GUARD | ARGUARD | Monkton Road | United States | California | Ventura | Ventura | 93003 | 1.2 | 1.25
184114 | 82387-10865 | 4300 D E. MAIN STREET VENTURA | 82387 | JOINT RECRUITING PROGRAM | USACE | 4300 D East Main Street | United States | California | Ventura | Ventura | 93003 | 1.2 | 1.25
184116 | 710063 | 260 MAPLE VENTURA | 18081 | ARMY MISSION SUPPORT | USACE | 260 Maple Court, Suite 265 | United States | California | Ventura | Ventura | 93003 | 1.2 | 1.25
1649 | FBKR0001 | DAVIS COMMUNICATIONS ANNEX SITE # 1 | BAEY | BEALE AIR FORCE BASE | AFACT | 44960 North County Road 36 | United States | California | Yolo | Davis | 95617 | 1.17 | 1.23
170222 | FBKR0002 | DAVIS COMMUNICATIONS ANNEX SITE # 2 | BAEY | BEALE AIR FORCE BASE | AFACT | 1301 Los Angeles Avenue | United States | California | Yolo | Davis | 95617 | 1.17 | 1.23
186377 | 800580 | EAST GIBSON ROAD WOODLAND | 82387 | JOINT RECRUITING PROGRAM | USACE | 1264 East Gibson Road | United States | California | Yolo | Woodland | 95776 | 1.17 | 1.23
1460 | BAEY0001 | BEALE AF BASE SITE # 1 | BAEY | BEALE AIR FORCE BASE | AFACT | 6900 East Gavin Mandray Drive | United States | California | Yuba | Beale AFB | 95903 | 1.21 | 1.26
184601 | 710856 | 14241 EAST 4TH AVENUE AURORA | 82387 | JOINT RECRUITING PROGRAM | USACE | 14241 East 4th Avenue Clock Tower Square, Bldg 5 | United States | Colorado | Adams | Aurora | 80011 | 0.98 | 0.96
185804 | 82387-11681 | E EXPOSITION AURORA | 82387 | JOINT RECRUITING PROGRAM | USACE | 14187 East Exposition Avenue | United States | Colorado | Adams | Aurora | 80012 | 0.98 | 0.96
184604 | 82387-11747 | E QUINCY AVE AURORA | 82387 | JOINT RECRUITING PROGRAM | USACE | 13770 East Quincy Avenue | United States | Colorado | Adams | Aurora | 80015 | 0.98 | 0.96
191346 | 823822 | 5228 SNOWGOOSE STREET BRIGHTON | 70132 | INDEPENDENT DUTY HOUSING PROGRAM | USACE | 5228 Snow Goose Street | United States | Colorado | Adams | Brighton | 80601 | 0.98 | 0.96
7051 | 08605 | ROCKY MOUNTAIN ARSENAL | 08605 | ROCKY MOUNTAIN ARSENAL | ARACT | 7200 Quebec Street | United States | Colorado | Adams | Commerce City | 80022 | 1 | 0.97
191315 | 823819 | 15602 EAST 117TH AVENUE COMMERCE CITY | 70132 | INDEPENDENT DUTY HOUSING PROGRAM | USACE | 15602 East 117th Avenue | United States | Colorado | Adams | Commerce City | 80022 | 1 | 0.97
184607 | 18081-10231 | ADAMS COUNTY COMMERCE CITY | 18081 | ARMY MISSION SUPPORT | USACE | Adams County | United States | Colorado | Adams | Commerce City | 80022 | 1 | 0.97
184608 | 18081-10529 | ROCKY MTN ARSENAL COMMERCE CITY | 18081 | ARMY MISSION SUPPORT | USACE | Rocky Mountain Arsenal | United States | Colorado | Adams | Commerce City | 80022 | 1 | 0.97
184610 | 18081-10700 | TRACT 177P-1 COMMERCE CITY | 18081 | ARMY MISSION SUPPORT | USACE | Tract 177P-1 & Tract 177P-2 | United States | Colorado | Adams | Commerce City | 80022 | 1 | 0.97
184611 | 18081-10672 | SITE 37387 & 37388 COMMERCE CITY | 18081 | ARMY MISSION SUPPORT | USACE | Site 37387 & 37388 Adams County | United States | Colorado | Adams | Commerce City | 80022 | 1 | 0.97
184612 | 18081-10219 | 88TH & 96TH AVE COMMERCE CITY | 18081 | ARMY MISSION SUPPORT | USACE | 88th & 96th Avenue, Rocky Mountain Arsenal | United States | Colorado | Adams | Commerce City | 80022 | 1 | 0.97
184613 | 18081-10701 | TRACT 186L COMMERCE CITY | 18081 | ARMY MISSION SUPPORT | USACE | Tract 186L Site A-35 | United States | Colorado | Adams | Commerce City | 80022 | 1 | 0.97
184614 | 18081-10713 | TRACTS 181E-1 THRU COMMERCE CITY | 18081 | ARMY MISSION SUPPORT | USACE | Tracts 181E-1 Thru 181E-9 | United States | Colorado | Adams | Commerce City | 80022 | 1 | 0.97
186287 | 800594 | EAST 113TH AVENUE HENDERSON | 70132 | INDEPENDENT DUTY HOUSING PROGRAM | USACE | East 113th Avenue | United States | Colorado | Adams | Henderson | 80640 | 0.98 | 0.96
182507 | 18081-10235 | ADAMS COUNTY HENDERSON | 18081 | ARMY MISSION SUPPORT | USACE | Adams County | United States | Colorado | Adams | Henderson | 80640 | 0.98 | 0.96
184122 | 18081-10714 | TRACTS 189L-1,189L-2 ROCKY MTN ARSENAL | 18081 | ARMY MISSION SUPPORT | USACE | Tracts 189L-1,189L-2 189L-3 | United States | Colorado | Adams | Rocky Mt Arsenal | 80022 | 1 | 0.97
170747 | 08B53 | THORNTON (STOREFRONT) | 080NG | COLORADO NATIONAL GUARD | ARGUARD | 550 Thornton Parkway | United States | Colorado | Adams | Thornton | 80229 | 0.98 | 0.96
184157 | 82387-11770 | E THORNTON THORNTON | 82387 | JOINT RECRUITING PROGRAM | USACE | 550 East Thornton Parkway, Suite 170 | United States | Colorado | Adams | Thornton | 80229 | 0.98 | 0.96
3999 | 8002 | BENNETT MISSLE SITE | 080NG | COLORADO NATIONAL GUARD | ARGUARD |  | United States | Colorado | Adams | Watkins | 80137 | 0.98 | 0.96
7807 | 08B60 | WATKINS | 080NG | COLORADO NATIONAL GUARD | ARGUARD | 301 West Main Street | United States | Colorado | Adams | Watkins | 80137 | 0.98 | 0.96
182885 | 82387-13188 | W 88TH AVE WESTMINSTER | 82387 | JOINT RECRUITING PROGRAM | USACE | 7355 West 88Tth Avenue, Units F & G | United States | Colorado | Adams | Westminster | 80021 | 0.98 | 0.96
170650 | 08A03 | ALAMOSA | 080NG | COLORADO NATIONAL GUARD | ARGUARD | 1877 Old Sanford Road | United States | Colorado | Alamosa | Alamosa | 81101 | 1 | 0.97
170762 | 08224 | ALAMOSA (INTERIM RC) | 080NG | COLORADO NATIONAL GUARD | ARGUARD |  | United States | Colorado | Alamosa | Alamosa | 81101 | 1 | 0.97
170763 | 08758 | ALAMOSA (STOREFRONT) | 080NG | COLORADO NATIONAL GUARD | ARGUARD |  | United States | Colorado | Alamosa | Alamosa | 81101 | 1 | 0.97
188581 | CRWU0002 | BUCKLEY AFB SITE # 2 TRIANGLE | CRWU | BUCKLEY AFB | AFACT |  | United States | Colorado | Alamosa | Aurora | 80011 | 1 | 0.98
188582 | CRWU0003 | BUCKLEY AFB SITE # 3 OLD SEWER PLT | CRWU | BUCKLEY AFB | AFACT |  | United States | Colorado | Alamosa | Aurora | 80011 | 1 | 0.98
1530 | CRWU0001 | BUCKLEY AFB SITE # 1 | CRWU | BUCKLEY AFB | AFACT | 510 South Aspen Street | United States | Colorado | Arapahoe | Aurora | 80011 | 1 | 0.98
3893 | 08A05 | AURORA | 080NG | COLORADO NATIONAL GUARD | ARGUARD | 55 S Potomac Street | United States | Colorado | Arapahoe | Aurora | 80012 | 0.98 | 0.96
1509 | CCCU0001 | CHERRY CREEK COMMUNICATIONS ANNEX SITE # 1 | CRWU | BUCKLEY AFB | AFACT | 14101 East Alameda Avenue | United States | Colorado | Arapahoe | Aurora | 80014 | 1 | 0.98
7914 | 08801 | WILLIAM T. FITZSIMONS USARC | 27864 | 88TH RRC - MINNESOTA | ARRES | 13137 East 23rd Avenue | United States | Colorado | Arapahoe | Aurora | 80045 | 0.98 | 0.96
4174 | 08A10 | BUCKLEY AIR FORCE BASE | 080NG | COLORADO NATIONAL GUARD | ARGUARD | 19340 E Sunlight Way | United States | Colorado | Arapahoe | Aurora | 80011 | 1 | 0.98
184597 | 18081-10329 | FITZSIMONS ARMY MED AURORA | 18081 | ARMY MISSION SUPPORT | USACE | Fitzsimons Army Medical Center, Arapahoe County | United States | Colorado | Arapahoe | Aurora | 80012 | 0.98 | 0.96
184602 | 82387-12856 | S PEORIA ST AURORA | 82387 | JOINT RECRUITING PROGRAM | USACE | 2993 South Peoria Street, Suite 220 | United States | Colorado | Arapahoe | Aurora | 80014 | 0.98 | 0.96
184603 | 82387-11700 | E ILIFF AVE AURORA | 82387 | JOINT RECRUITING PROGRAM | USACE | 14001 East Iliff Avenue, The Forum Building | United States | Colorado | Arapahoe | Aurora | 80014 | 0.98 | 0.96
182506 | 800143 | 20269-1 SMOKY HILL ROAD CENTENNIAL | 82387 | JOINT RECRUITING PROGRAM | USACE | 20269 East Smoky Hill Road | United States | Colorado | Arapahoe | Centennial | 80015 | 0.98 | 0.96
4361 | 08A78 | CENTENNIAL | 080NG | COLORADO NATIONAL GUARD | ARGUARD | 6848 South Revere Parkway | United States | Colorado | Arapahoe | Centennial | 80112 | 0.98 | 0.96
170812 | 08454 | CENTENNIAL 2 | 080NG | COLORADO NATIONAL GUARD | ARGUARD |  | United States | Colorado | Arapahoe | Centennial | 80112 | 0.98 | 0.96
191550 | CRWU0004 | AFARO GSA | CRWU | BUCKLEY AFB | AFACT | 6162 South Willow Drive, Suite 300A | United States | Colorado | Arapahoe | Englewood | 80112 | 0.98 | 0.96
190714 | 822989 | 8906 WEST BOWLES AVE LITTLETON | 82387 | JOINT RECRUITING PROGRAM | USACE | 8906 West Bowles Avenue | United States | Colorado | Arapahoe | Littleton | 80127 | 0.98 | 0.96
191215 | 823741 | 7533 SOUTH MOUNT ZIRKEL LITTLETON | 70132 | INDEPENDENT DUTY HOUSING PROGRAM | USACE | 7533 South Mount Zirkel | United States | Colorado | Arapahoe | Littleton | 80127 | 0.98 | 0.96
183098 | 82387-13200 | W BOWLES AVE LITTLETON | 82387 | JOINT RECRUITING PROGRAM | USACE | 8966 West Bowles Avenue, Space U | United States | Colorado | Arapahoe | Littleton | 80111 | 0.98 | 0.96
191435 | 823932 | 9776 WEST HINDSDALE PLACE LITTLETON | 70132 | INDEPENDENT DUTY HOUSING PROGRAM | USACE | 9776 West Hindsdale Place | United States | Colorado | Arapahoe | Littleton | 80128 | 0.98 | 0.96
1487 | BRMC0001 | BUCKLEY AFB REGIONAL MEDICAL CENTER SITE # 1 | CRWU | BUCKLEY AFB | AFACT | 830 South Potomac Circle | United States | Colorado | Arapahoe | Unknown | 80011 | 1 | 0.98
4109 | 08A20 | BOULDER | 080NG | COLORADO NATIONAL GUARD | ARGUARD | 4750 Broadway Street | United States | Colorado | Boulder | Boulder | 80304 | 1 | 0.97
183698 | 82387-13336 | WALNUT ST BOULDER | 82387 | JOINT RECRUITING PROGRAM | USACE | 3053A & 3053B Walnut Street | United States | Colorado | Boulder | Boulder | 80301 | 1 | 0.97
4740 | 8655 | DONALD D. PUCKET USAR CENTER | 27864 | 88TH RRC - MINNESOTA | ARRES |  | United States | Colorado | Boulder | Boulder | 80303 | 1 | 0.97
5949 | 08B25 | LONGMONT | 080NG | COLORADO NATIONAL GUARD | ARGUARD | 1512 North Main Street | United States | Colorado | Boulder | Longmont | 80501 | 1 | 0.97
187182 | 800596 | N MAIN ST LONGMONT 2 | 82387 | JOINT RECRUITING PROGRAM | USACE | 1630 North Main Street, Suite 102 | United States | Colorado | Boulder | Longmont | 80501 | 1 | 0.97
4946 | 08612 | FIRESTONE | 080NG | COLORADO NATIONAL GUARD | ARGUARD | 5855 Firestone Boulevard | United States | Colorado | Boulder | Longmont | 80504 | 1 | 0.97
183101 | 82387-12419 | N MAIN ST LONGMONT 1 | 82387 | JOINT RECRUITING PROGRAM | USACE | 2255 North Main Street, Suite 115B | United States | Colorado | Boulder | Longmont | 80501 | 1 | 0.97
191779 | 824431 | 1524 17TH AVENUE LONGMONT | 70132 | INDEPENDENT DUTY HOUSING PROGRAM | USACE | 1524 17th Avenue | United States | Colorado | Boulder | Longmont | 85140 | 1 | 0.97
1941 | GHVM0001 | FRANCIS E WARREN AF MISSILE SITE J9 SITE # 1 | GHLN | F E WARREN AFB | AFACT | 8144 Road 4 South | United States | Colorado | Cheyenne | Unknown | 80747 | 1 | 0.97
184616 | 82387-11131 | 721 19TH STREET DENVER | 82387 | JOINT RECRUITING PROGRAM | USACE | 721 19th Street | United States | Colorado | Denver | Denver | 80202 | 0.98 | 0.96
4699 | 08A60 | DENVER 1 | 080NG | COLORADO NATIONAL GUARD | ARGUARD | 5275 Franklin Street | United States | Colorado | Denver | Denver | 80216 | 0.98 | 0.96
4863 | 08705 | ELMER E FRYAR USAR CENTER | 27864 | 88TH RRC - MINNESOTA | ARRES | Denver Federal Center | United States | Colorado | Denver | Denver | 80225 | 0.98 | 0.96
189891 | 822086 | 21626 EAST 53RD PLACE DENVER | 70132 | INDEPENDENT DUTY HOUSING PROGRAM | USACE | 21626 East 53rd Place | United States | Colorado | Denver | Denver | 80249 | 0.98 | 0.96
189847 | 821945 | 621 17TH STREET DENVER | 66155 |  | USACE | 621 17th Street | United States | Colorado | Denver | Denver | 80293 | 0.98 | 0.96
184618 | 18081-10712 | TRACTS 179 DENVER | 18081 | ARMY MISSION SUPPORT | USACE | Tracts 179 P-1 & P-2 | United States | Colorado | Denver | Denver | 80202 | 0.98 | 0.96
191886 | 824432 | 621 17TH STREET DENVER | 82387 | JOINT RECRUITING PROGRAM | USACE | 621 17th Street | United States | Colorado | Denver | Denver | 80202 | 0.98 | 0.96
187525 | 710707 | 225 E 16TH AVE DENVER | 82387 | JOINT RECRUITING PROGRAM | USACE | 225 East 16th Avenue | United States | Colorado | Denver | Denver | 80203 | 0.98 | 0.96
184623 | 710369 | 900 AURARIA PKWY, SUITES 126 AND 130 DENVER | 82387 | JOINT RECRUITING PROGRAM | USACE | 900 Auraria Parkway, Suites 126 and 130 Tivoli Student Union | United States | Colorado | Denver | Denver | 80204 | 0.98 | 0.96
184622 | 49270-10004 | PIONEER HALL DENVER | 27864 | 88TH RRC - MINNESOTA | ARRES | Pioneer Hall University of Denver | United States | Colorado | Denver | Denver | 80210 | 0.98 | 0.96
184617 | 18081-10711 | TRACTS 143L-1 THRU DENVER | 18081 | ARMY MISSION SUPPORT | USACE | Tracts 143L-1 Thru 143L-10, Adams County | United States | Colorado | Denver | Denver | 80220 | 0.98 | 0.96
185829 | 18081-10232 | ADAMS COUNTY DENVER | 18081 | ARMY MISSION SUPPORT | USACE | Adams County | United States | Colorado | Denver | Denver | 80224 | 0.98 | 0.96
186916 | 801034 | E MISSISSIPPI AVENUE DENVER | 18081 | ARMY MISSION SUPPORT | USACE | 13701 East Mississippi Avenue | United States | Colorado | Denver | Denver | 80231 | 0.98 | 0.96
5634 | 08660 | JOE P MARTINEZ USARC/AMSA #100 | 27864 | 88TH RRC - MINNESOTA | ARRES | 12211 East 56th Avenue | United States | Colorado | Denver | Denver | 80239 | 0.98 | 0.96
170755 | 08A26 | CASTLE ROCK (STOREFRONT) | 080NG | COLORADO NATIONAL GUARD | ARGUARD | 755 Maleta Lane Suite #101A | United States | Colorado | Douglas | Castle Rock | 80104 | 1 | 0.97
188958 | 08634 | CASTLE ROCK 2 | 080NG | COLORADO NATIONAL GUARD | ARGUARD |  | United States | Colorado | Douglas | Castle Rock | 80108 | 1 | 0.97
190006 | 8233 | CASTLE ROCK USARC | 27864 | 88TH RRC - MINNESOTA | ARRES |  | United States | Colorado | Douglas | Castle Rock | 80108 | 1 | 0.97
190702 | 823001 | 78 E ALLEN ST CASTLE ROCK | 82387 | JOINT RECRUITING PROGRAM | USACE | 78 East Allen Street | United States | Colorado | Douglas | Castle Rock | 80108 | 1 | 0.97
191878 | 824470 | 4780 NORTH FOXTAIL LANE CASTLE ROCK | 70132 | INDEPENDENT DUTY HOUSING PROGRAM | USACE | 4780 North Foxtail Lane | United States | Colorado | Douglas | Castle Rock | 80108 | 1 | 0.97
182504 | 82387-12485 | N WILCOX ST CASTLE ROCK | 82387 | JOINT RECRUITING PROGRAM | USACE | 133 North Wilcox Street | United States | Colorado | Douglas | Castle Rock | 80104 | 1 | 0.97
187271 | 800595 | PALISADE DRIVE HIGHLANDS RANCH | 70132 | INDEPENDENT DUTY HOUSING PROGRAM | USACE | Palisade Drive | United States | Colorado | Douglas | Highlands Ranch | 80126 | 1 | 0.97
191418 | 823980 | 3398 THISTLEBROOK CIRCLE HIGHLANDS RANCH | 70132 | INDEPENDENT DUTY HOUSING PROGRAM | USACE | 3398 Thistlebrook Circle | United States | Colorado | Douglas | Highlands Ranch | 80126 | 1 | 0.97
191875 | 824511 | 3926 GARNET LANE HIGHLANDS RANCH | 70132 | INDEPENDENT DUTY HOUSING PROGRAM | USACE | 3926 Garnet Lane | United States | Colorado | Douglas | Highlands Ranch | 80126 | 1 | 0.97
191095 | 823533 | 1384 WEST MULKBERRY LANE HIGHLANDS RANCH | 70132 | INDEPENDENT DUTY HOUSING PROGRAM | USACE | 1384 W Mulberry Lane | United States | Colorado | Douglas | Highlands Ranch | 80129 | 1 | 0.97
189151 | 820875 | 9234 PARK MEADOWS DRIVE LONE TREE | 82387 | JOINT RECRUITING PROGRAM | USACE | 9234 Park Meadows Drive | United States | Colorado | Douglas | Lone Tree | 80124 | 1 | 0.97
188636 | 820616 | 11153 SOUTH PARKER ROAD PARKER | 82387 | JOINT RECRUITING PROGRAM | USACE | 11153 South Parker Road | United States | Colorado | Douglas | Parker | 80134 | 1 | 0.97
182510 | 82387-12880 | S TWENTY MILE RD PARKER | 82387 | JOINT RECRUITING PROGRAM | USACE | 11280 South Twenty Mile Road, Suite 109 | United States | Colorado | Douglas | Parker | 80134 | 0.98 | 0.96
5320 | 08B07 | GYPSUM (HAATS) | 080NG | COLORADO NATIONAL GUARD | ARGUARD | 517 North Airport Road | United States | Colorado | Eagle | Gypsum | 81637 | 1 | 0.97
3368 | XQPZ0001 | U S A F ACADEMY SITE # 1 | XQPZ | U S A F ACADEMY | AFACT | 8120 North Edgerton Drive | United States | Colorado | El Paso | Air Force Academy | 80840 | 1.03 | 1
169879 | XQPZ0002 | U S A F ACADEMY SITE # 2 | XQPZ | U S A F ACADEMY | AFACT | 8116 North Edgerton Drive | United States | Colorado | El Paso | Air Force Academy | 80840 | 1.03 | 1
3367 | XQPY0001 | USAF ACADEMY AUXILIARY AIRFIELD SITE # 1 | XQPZ | U S A F ACADEMY | AFACT | 9601 Sanborn Road SE | United States | Colorado | El Paso | Calhan | 80808 | 1.03 | 1
3337 | WUSX0001 | THE FARISH MEMORIAL RECREATIONAL ANNEX SITE # 1 | XQPZ | U S A F ACADEMY | AFACT | 12005 Rampart Range Road NE | United States | Colorado | El Paso | Calhan | 80863 | 1.03 | 1
4498 | 08A40 | COLORADO SPRINGS | 080NG | COLORADO NATIONAL GUARD | ARGUARD | 3200 North Chestnut Street | United States | Colorado | El Paso | Colorado Spgs | 80907 | 1.01 | 0.98
188522 | 820500 | 3920 NORTH UNION BOULEVARD COLORADO SPRINGS | 18081 | ARMY MISSION SUPPORT | USACE | 3920 North Union Boulevard | United States | Colorado | El Paso | Colorado Spgs | 80907 | 1.01 | 0.98
188873 | 820807 | 750 CITADEL DR EAST COLORADO SPRINGS | 82387 | JOINT RECRUITING PROGRAM | USACE | 750 Citadel Drive East | United States | Colorado | El Paso | Colorado Spgs | 80909 | 1.01 | 0.98
2067 | GLEN0001 | SCHRIEVER AFB SITE # 1 | GLEN | SCHRIEVER AFB | AFACT | 500 O'Malley Avenue | United States | Colorado | El Paso | Colorado Spgs | 80912 | 1.03 | 1
4989 | 08005 | FORT CARSON | 08005 | FORT CARSON | ARACT | Main Gate West Boundry HWY 115, North Boundry HWY 83, East Boundry I-25. | United States | Colorado | El Paso | Colorado Spgs | 80913 | 1.01 | 0.98
7413 | 08A48 | FORT CARSON STATE LAND | 080NG | COLORADO NATIONAL GUARD | ARGUARD | 100 Main Street | United States | Colorado | El Paso | Colorado Spgs | 80913 | 1.01 | 0.98
185892 | 08372 | PETERSON AFB A/DACQ SITE | 08005 | FORT CARSON | ARACT |  | United States | Colorado | El Paso | Colorado Spgs | 80913 | 1.01 | 0.98
3148 | TDKA0001 | PETERSON AFB SITE # 1 | TDKA | PETERSON AFB | AFACT | 580 Goodfellow Street | United States | Colorado | El Paso | Colorado Spgs | 80914 | 1.03 | 1
189560 | 08559 | COLORADO SPRINGES (STOREFRONT 2) | 080NG | COLORADO NATIONAL GUARD | ARGUARD | 1580 Space Center Drive | United States | Colorado | El Paso | Colorado Spgs | 80915 | 1.01 | 0.98
190891 | 823033 | 1580 SPACE CENTER DR COLORADO SPRINGS | 82387 | JOINT RECRUITING PROGRAM | USACE | 1580 Space Center Drive | United States | Colorado | El Paso | Colorado Spgs | 80915 | 1.01 | 0.98
4499 | 08A42 | COLORADO SPRINGS 3 | 080NG | COLORADO NATIONAL GUARD | ARGUARD | 1670 Newport Road, Suite 211 | United States | Colorado | El Paso | Colorado Spgs | 80916 | 1.01 | 0.98
190570 | 820967 | 9362 GRAND CORDERA PARKWAY COLORADO SPRINGS | 82387 | JOINT RECRUITING PROGRAM | USACE | 9362 Grand Cordera Parkway | United States | Colorado | El Paso | Colorado Spgs | 80924 | 1.01 | 0.98
187970 | 810123 | COLORADO SPRINGS USARC | 27864 | 88TH RRC - MINNESOTA | ARRES | 4195 Foreign Trade Zone Boulevard | United States | Colorado | El Paso | Colorado Spgs | 80925 | 1.01 | 0.98
1689 | FTAE0001 | FT CARSON WEAPONS RANGE SITE # 1 | CRWU | BUCKLEY AFB | AFGUARD | 6101 Wetzel Avenue | United States | Colorado | El Paso | Colorado Spgs | 81007 | 1.03 | 1
184300 | 82387-10802 | 3990 E BIJOU COLORADO SPRINGS | 82387 | JOINT RECRUITING PROGRAM | USACE | 3990 East Bijou Lane, Town & Country Bus | United States | Colorado | El Paso | Colorado Spgs | 80909 | 1.01 | 0.98
184294 | 18081-10031 | 1050 S. ACADEMY BLVD COLORADO SPRINGS | 18081 | ARMY MISSION SUPPORT | USACE | 1050 South Academy Boulevard | United States | Colorado | El Paso | Colorado Spgs | 80910 | 1.01 | 0.98
184295 | 711251 | 1150 ACADEMY PARK LOOP COLORADO SPRINGS | 18081 | ARMY MISSION SUPPORT | USACE | 1150 Academy Park Loop | United States | Colorado | El Paso | Colorado Spgs | 80910 | 1.01 | 0.98
185627 | 18081-10065 | 150 VANDENBERG STREET PETERSON AFB | 18081 | ARMY MISSION SUPPORT | USACE | 150 Vandenbert Street, Building 3 | United States | Colorado | El Paso | Colorado Spgs | 80914 | 1.01 | 0.98
184292 | 82387-12671 | POWERS CENTRE COLORADO SPRINGS | 82387 | JOINT RECRUITING PROGRAM | USACE | 5861 Palmer Park Boulevard, Powers Centre | United States | Colorado | El Paso | Colorado Spgs | 80915 | 1.01 | 0.98
184301 | 82387-12333 | N ACAD BLVD COLORADO SPRINGS 1 | 82387 | JOINT RECRUITING PROGRAM | USACE | 5721 North Academy Boulevard | United States | Colorado | El Paso | Colorado Spgs | 80918 | 1.01 | 0.98
184302 | 82387-11000 | 5755 MARK DABLING BLVD COLORADO SPRINGS | 82387 | JOINT RECRUITING PROGRAM | USACE | 5755 Mark Dabling Boulevard, Suite 160 | United States | Colorado | El Paso | Colorado Spgs | 80919 | 1.01 | 0.98
184296 | 18081-10282 | CHEYENNE MOUNTAIN COLORADO SPRINGS | 18081 | ARMY MISSION SUPPORT | USACE |  | United States | Colorado | El Paso | Colorado Spgs | 80960 | 1.12 | 1.09
187861 | 810047 | 1675 ELLIS STREET, BLDG 1217, RM 305 FORT CARSON | 82387 | JOINT RECRUITING PROGRAM | USACE | 1675 Ellis Street | United States | Colorado | El Paso | Fort Carson | 80913 | 1.03 | 1
183699 | 18081-10454 | NO CHEYENNE PARK FORT CARSON | 18081 | ARMY MISSION SUPPORT | USACE | North Cheyenne Park | United States | Colorado | El Paso | Fort Carson | 80913 | 1.03 | 1
183700 | 18081-10359 | HAYSTACK BUTTE FORT CARSON | 18081 | ARMY MISSION SUPPORT | USACE |  | United States | Colorado | El Paso | Fort Carson | 80913 | 1.03 | 1
187935 | 810051 | 6436 HIGHWAY 85/87 FOUNTAIN | 82387 | JOINT RECRUITING PROGRAM | USACE | 6436 Highway 85/87 | United States | Colorado | El Paso | Fountain | 80817 | 1.01 | 0.98
3087 | SAXC0001 | CHEYENNE MOUNTAIN AFS SITE # 1 | SAXC | CHEYENNE MOUNTAIN AFS | AFACT | Norad Road | United States | Colorado | El Paso | Unknown | 80914 | 1.12 | 1.09
3088 | SAZY0001 | PETERSON RADIO RELAY ANNEX NO. 2 SITE # 1 | TDKA | PETERSON AFB | AFACT | 2501 Avondale Street | United States | Colorado | El Paso | Unknown | 80917 | 1.01 | 0.98
4305 | 08A35 | CANON CITY | 080NG | COLORADO NATIONAL GUARD | ARGUARD | 110 Main Street | United States | Colorado | Fremont | Canon City | 81212 | 1.03 | 1
190278 | 823000 | 127 JUSTICE CENTER RD CANYON CITY | 82387 | JOINT RECRUITING PROGRAM | USACE | 127 Justice Center Road | United States | Colorado | Fremont | Canon City | 81212 | 1.03 | 1
184291 | 82387-12970 | SOUTH 9TH ST CANON CITY | 82387 | JOINT RECRUITING PROGRAM | USACE | 107 South 9th Street, Suite A | United States | Colorado | Fremont | Canon City | 81212 | 1.03 | 1
184304 | 82387-11394 | BLAKE AVE GLENWOOD SPRINGS | 82387 | JOINT RECRUITING PROGRAM | USACE | 3116 Blake Avenue, Suite B | United States | Colorado | Garfield | Glenwood Spgs | 81601 | 1 | 0.97
184112 | 710459 | WADSORTH BLVD ARVADA | 18081 | ARMY MISSION SUPPORT | USACE | 6530 Wadsworth Boulevard, Space 235 | United States | Colorado | Jefferson | Arvada | 80003 | 0.98 | 0.96
5225 | 08A90 | GOLDEN | 080NG | COLORADO NATIONAL GUARD | ARGUARD | 1181 Kilmer Street | United States | Colorado | Jefferson | Golden | 80401 | 0.98 | 0.96
185617 | 82387-12807 | S GOLDEN RD GOLDEN | 82387 | JOINT RECRUITING PROGRAM | USACE | 17714 South Golden Road, The Village Shopping Center | United States | Colorado | Jefferson | Golden | 80401 | 0.98 | 0.96
183284 | 82387-12868 | S SHERIDAN BLVD LAKEWOOD | 82387 | JOINT RECRUITING PROGRAM | USACE | 145 South Sheridan Boulevard, Unit 215 | United States | Colorado | Jefferson | Lakewood | 80226 | 0.98 | 0.96
170745 | 08B19 | LITTLETON (STOREFRONT) | 080NG | COLORADO NATIONAL GUARD | ARGUARD | 5055 South Kipling Street | United States | Colorado | Jefferson | Littleton | 80127 | 0.98 | 0.96
184677 | 82387-13179 | W 38TH AVE WHEAT RIDGE | 82387 | JOINT RECRUITING PROGRAM | USACE | 7760 West 38th Avenue, Suite 225 | United States | Colorado | Jefferson | Wheat Ridge | 80033 | 0.98 | 0.96
4780 | 08A76 | DURANGO | 080NG | COLORADO NATIONAL GUARD | ARGUARD | 283 Girard Street | United States | Colorado | La Plata | Durango | 81301 | 1 | 0.97
185394 | 82387-12777 | S CAMINO DEL RIO DURANGO | 82387 | JOINT RECRUITING PROGRAM | USACE | 400 South Camino Del Rio, Suite H | United States | Colorado | La Plata | Durango | 81301 | 1 | 0.97
4991 | 08A80 | FORT COLLINS | 080NG | COLORADO NATIONAL GUARD | ARGUARD | 3324 Laporte Avenue | United States | Colorado | Larimer | Fort Collins | 80521 | 1 | 0.97
170776 | 08A82 | FORT COLLINS (STOREFRONT) | 080NG | COLORADO NATIONAL GUARD | ARGUARD | 1015 South Taft Hill Road | United States | Colorado | Larimer | Fort Collins | 80521 | 1 | 0.97
4992 | 0881A | FORT COLLINS USARC & AMSA #100 | 27864 | 88TH RRC - MINNESOTA | ARRES | 1118 Northeast Frontage Road | United States | Colorado | Larimer | Fort Collins | 80524 | 1 | 0.97
184625 | 82387-12785 | S COLLEGE AVE FORT COLLINS | 82387 | JOINT RECRUITING PROGRAM | USACE | 706 South College Avenue, Suite 205A, The College Building | United States | Colorado | Larimer | Fort Collins | 80524 | 1 | 0.97
190769 | 822953 | 532 DUNRAVEN DRIVE FORT COLLINS | 70132 | INDEPENDENT DUTY HOUSING PROGRAM | USACE | 532 Dunraven Drive | United States | Colorado | Larimer | Fort Collins | 80525 | 1 | 0.97
184624 | 82387-13091 | TROUTMAN PKWY FORT COLLINS | 82387 | JOINT RECRUITING PROGRAM | USACE | 132 Troutman Parkway | United States | Colorado | Larimer | Fort Collins | 80525 | 1 | 0.97
187215 | 800587 | JAMISON DRIVE FORT COLLINS | 70132 | INDEPENDENT DUTY HOUSING PROGRAM | USACE | Jamison Drive | United States | Colorado | Larimer | Fort Collins | 80528 | 1 | 0.97
191856 | 824536 | 1936 JAMISON DRIVE FORT COLLINS | 70132 | INDEPENDENT DUTY HOUSING PROGRAM | USACE | 1936 Jamison Drive | United States | Colorado | Larimer | Fort Collins | 80528 | 1 | 0.97
187965 | 810053 | EAST 29TH STREET LOVELAND | 82387 | JOINT RECRUITING PROGRAM | USACE | 146 East 29th Street | United States | Colorado | Larimer | Loveland | 80538 | 1 | 0.97
190801 | 08827 | WINDSOR ARMY RESERVE CENTER | 27864 | 88TH RRC - MINNESOTA | ARRES | Aladar Drive | United States | Colorado | Larimer | Unknown |  | 1 | 0.97
3614 | 08407 | PINON CANYON | 08005 | FORT CARSON | ARACT | 36086 US Highway 350 | United States | Colorado | Las Animas | Model | 81059 | 1 | 0.97
1971 | GHWT0001 | FRANCIS E WARREN AF MISSILE SITE M6 SITE # 1 | GHLN | F E WARREN AFB | AFACT | 4252 State Highway 14 | United States | Colorado | Logan | Merino | 80741 | 1 | 0.97
1973 | GHWV0001 | FRANCIS E WARREN AF MISSILE SITE M8 SITE # 1 | GHLN | F E WARREN AFB | AFACT | 1378 County Road 34 | United States | Colorado | Logan | Merino | 80754 | 1 | 0.97
1959 | GHWF0001 | FRANCIS E WARREN AF MISSILE SITE L5 SITE # 1 | GHLN | F E WARREN AFB | AFACT | 33625 County Road 9 | United States | Colorado | Logan | Padroni | 80724 | 1 | 0.97
1938 | GHVJ0001 | FRANCIS E WARREN AF MISSILE SITE J6 SITE # 1 | GHLN | F E WARREN AFB | AFACT | 31124 County Road 25 | United States | Colorado | Logan | Padroni | 80745 | 1 | 0.97
1939 | GHVK0001 | FRANCIS E WARREN AF MISSILE SITE J7 SITE # 1 | GHLN | F E WARREN AFB | AFACT | 35124 County Road 31 | United States | Colorado | Logan | Padroni | 80745 | 1 | 0.97
1961 | GHWH0001 | FRANCIS E WARREN AF MISSILE SITE L7 SITE # 1 | GHLN | F E WARREN AFB | AFACT | 28126 County Road 9 | United States | Colorado | Logan | Padroni | 80745 | 1 | 0.97
1967 | GHWP0001 | FRANCIS E WARREN AF MISSILE SITE M2 SITE # 1 | GHLN | F E WARREN AFB | AFACT | 5149 County Road 58 | United States | Colorado | Logan | Padroni | 80745 | 1 | 0.97
1968 | GHWQ0001 | FRANCIS E WARREN AF MISSILE SITE M3 SITE # 1 | GHLN | F E WARREN AFB | AFACT | 23124 County Road 21 | United States | Colorado | Logan | Padroni | 80745 | 1 | 0.97
1969 | GHWR0001 | FRANCIS E WARREN AF MISSILE SITE M4 SITE # 1 | GHLN | F E WARREN AFB | AFACT | 26375 County Road 31 | United States | Colorado | Logan | Padroni | 80745 | 1 | 0.97
1928 | GHUY0001 | FRANCIS E WARREN AF MISSILE SITE I7 SITE # 1 | GHLN | F E WARREN AFB | AFACT | 37375 County Road 71 | United States | Colorado | Logan | Padroni | 80747 | 1 | 0.97
1958 | GHWE0001 | FRANCIS E WARREN AF MISSILE SITE L4 SITE # 1 | GHLN | F E WARREN AFB | AFACT | 5375 County Road 78 | United States | Colorado | Logan | Peetz | 80745 | 1 | 0.97
1929 | GHUZ0001 | FRANCIS E WARREN AF MISSILE SITE I8 SITE # 1 | GHLN | F E WARREN AFB | AFACT | 36375 County Road 61 | United States | Colorado | Logan | Peetz | 80747 | 1 | 0.97
1933 | GHVD0001 | FRANCIS E WARREN AF MISSILE SITE J1 SITE # 1 | GHLN | F E WARREN AFB | AFACT | 19558 County Road74 | United States | Colorado | Logan | Peetz | 80747 | 1 | 0.97
1935 | GHVF0001 | FRANCIS E WARREN AF MISSILE SITE J3 SITE # 1 | GHLN | F E WARREN AFB | AFACT | 34626 State Highway 113 | United States | Colorado | Logan | Peetz | 80747 | 1 | 0.97
1936 | GHVG0001 | FRANCIS E WARREN AF MISSILE SITE J4 SITE # 1 | GHLN | F E WARREN AFB | AFACT | 28625 State Highway 113 | United States | Colorado | Logan | Peetz | 80747 | 1 | 0.97
1937 | GHVH0001 | FRANCIS E WARREN AF MISSILE SITE J5 SITE # 1 | GHLN | F E WARREN AFB | AFACT | 30120 County Road 37 | United States | Colorado | Logan | Peetz | 80747 | 1 | 0.97
1940 | GHVL0001 | FRANCIS E WARREN AF MISSILE SITE J8 SITE # 1 | GHLN | F E WARREN AFB | AFACT | 10124 County Road 74 | United States | Colorado | Logan | Peetz | 80747 | 1 | 0.97
1927 | GHUX0001 | FRANCIS E WARREN AF MISSILE SITE I6 SITE # 1 | GHLN | F E WARREN AFB | AFACT | 39252 County Road 76 | United States | Colorado | Logan | Peetz | 80751 | 1 | 0.97
1966 | GHWN0001 | FRANCIS E WARREN AF MISSILE SITE M1 SITE # 1 | GHLN | F E WARREN AFB | AFACT | 5149 County Road 38 | United States | Colorado | Logan | Sterling | 80745 | 1 | 0.97
1970 | GHWS0001 | FRANCIS E WARREN AF MISSILE SITE M5 SITE # 1 | GHLN | F E WARREN AFB | AFACT | 4275 County Road 38 | United States | Colorado | Logan | Sterling | 80745 | 1 | 0.97
7426 | 08B50 | STERLING | 080NG | COLORADO NATIONAL GUARD | ARGUARD | 1400 South 3rd Avenue | United States | Colorado | Logan | Sterling | 80751 | 1 | 0.97
5248 | 08A95 | GRAND JUNCTION | 080NG | COLORADO NATIONAL GUARD | ARGUARD | 482 28 Road | United States | Colorado | Mesa | Grand Junction | 81501 | 1 | 0.97
170254 | 08A96 | GRAND JUNCTION-DHS | 080NG | COLORADO NATIONAL GUARD | ARGUARD |  | United States | Colorado | Mesa | Grand Junction | 81501 | 1 | 0.97
5315 | 08805 | GUNNISON USAR CENTER | 27864 | 88TH RRC - MINNESOTA | ARRES | 2599-B 3/4 Road, Bldg 7 | United States | Colorado | Mesa | Grand Junction | 81503 | 1 | 0.97
189600 | 821657 | 2656 BANGS CANYON DRIVE GRAND JUNCTION | 70132 | INDEPENDENT DUTY HOUSING PROGRAM | USACE | 2656 Bangs Canyon Drive | United States | Colorado | Mesa | Grand Junction | 81503 | 1 | 0.97
191136 | 823728 | 1616 BALSAM COURT GRAND JUNCTION | 70132 | INDEPENDENT DUTY HOUSING PROGRAM | USACE | 1616 Balsam Court | United States | Colorado | Mesa | Grand Junction | 81505 | 1 | 0.97
191222 | 823630 | 841 EAST YUCATAN COURT GRAND JUNCTION | 70132 | INDEPENDENT DUTY HOUSING PROGRAM | USACE | 841 East Yucatan Court | United States | Colorado | Mesa | Grand Junction | 81506 | 1 | 0.97
191495 | 824015 | 3407 WOODGATE DRIVE GRAND JUNCTION | 70132 | INDEPENDENT DUTY HOUSING PROGRAM | USACE | 3407 Woodgate Drive | United States | Colorado | Mesa | Grand Junction | 81506 | 1 | 0.97
184305 | 82387-11158 | 764 HORIZON DR GRAND JUNCTION | 82387 | JOINT RECRUITING PROGRAM | USACE | 764 Horizon Drive, Horizon Bldg S Annex | United States | Colorado | Mesa | Grand Junction | 81501 | 1 | 0.97
191788 | 824390 | 445 WEST GUNNISON AVENUE GRAND JUNCTION | 82387 | JOINT RECRUITING PROGRAM | USACE | 445 West Gunnison Avenue | United States | Colorado | Mesa | Grand Junction | 81501 | 1 | 0.97
184307 | 711012 | 2502 HIGHWAY 6 AND 50 GRAND JUNCTION | 82387 | JOINT RECRUITING PROGRAM | USACE | 2502 HIghway 6 and 50 Suite 400 | United States | Colorado | Mesa | Grand Junction | 81505 | 1 | 0.97
6260 | 08B37 | MONTROSE | 080NG | COLORADO NATIONAL GUARD | ARGUARD | 12147 6390 Road | United States | Colorado | Montrose | Montrose | 81401 | 1 | 0.97
187900 | 810049 | 3451 RION GRANDE AVE. STE A-5 MONTROSE | 82387 | JOINT RECRUITING PROGRAM | USACE | 3451 Rio Grande Avenue Suite A-5 | United States | Colorado | Montrose | Montrose | 81401 | 1 | 0.97
191749 | 824347 | 3701 GRAND MESA AVENUE MONTROSE | 70132 | INDEPENDENT DUTY HOUSING PROGRAM | USACE | 3701 Grand Mesa Avenue | United States | Colorado | Montrose | Montrose | 81401 | 1 | 0.97
190434 | 822535 | 9456 6075 ROAD MONTROSE | 70132 | INDEPENDENT DUTY HOUSING PROGRAM | USACE | 9456 6075 Road | United States | Colorado | Montrose | Montrose | 81402 | 1 | 0.97
183285 | 82387-12196 | MAIN ST MONTROSE | 82387 | JOINT RECRUITING PROGRAM | USACE | 640 Main Street | United States | Colorado | Montrose | Montrose | 81401 | 1 | 0.97
5770 | 08B10 | LA JUNTA | 080NG | COLORADO NATIONAL GUARD | ARGUARD | 103 Dalton Avenue | United States | Colorado | Otero | La Junta | 81050 | 1 | 0.97
7047 | 08B45 | ROCKY FORD FMS 6 | 080NG | COLORADO NATIONAL GUARD | ARGUARD | 720 North Main Street | United States | Colorado | Otero | Rocky Ford | 81067 | 1 | 0.97
6893 | 08B40 | PUEBLO | 080NG | COLORADO NATIONAL GUARD | ARGUARD | 1215 Acero Avenue | United States | Colorado | Pueblo | Pueblo | 81004 | 0.97 | 0.93
6894 | 08505 | PUEBLO CHEMICAL DEPOT | 08505 | PUEBLO CHEMICAL DEPOT | ARACT | 0.3 miles North of the Intersection of Rt 50 and Rt 96 | United States | Colorado | Pueblo | Pueblo | 81006 | 0.97 | 0.93
182876 | 82387-10834 | 4104 OUTLOOK BLVD PUEBLO | 82387 | JOINT RECRUITING PROGRAM | USACE | 4104 Outlook Boulevard, Building D, Suite 135 | United States | Colorado | Pueblo | Pueblo | 81008 | 0.97 | 0.93
6152 | 08250 | MENEFEE PEAK CO | 35955 | WHITE SANDS MISSLE RANGE | ARACT | In mountains of Durango, Colorado | United States | Colorado | Unknown | Unknown | 88002 | 0.98 | 0.96
185395 | 82387-10561 | 23RD AVE EVANS | 82387 | JOINT RECRUITING PROGRAM | USACE | 3230 23rd Avenue, Suite 310 | United States | Colorado | Weld | Evans | 80620 | 1 | 0.97
170655 | 08A63 | FORT LUPTON | 080NG | COLORADO NATIONAL GUARD | ARGUARD |  | United States | Colorado | Weld | Fort Lupton | 80621 | 1 | 0.97
170746 | 08B06 | GREELEY (STOREFRONT) | 080NG | COLORADO NATIONAL GUARD | ARGUARD | 3489 West 10th Street | United States | Colorado | Weld | Greeley | 80634 | 1 | 0.97
2318 | JMAX0001 | GREELEY AIR NATIONAL GUARD STATION SITE # 1 | CRWU | BUCKLEY AFB | AFGUARD | 2605 North E Street | United States | Colorado | Weld | Greeley | 80831 | 1 | 0.97
183701 | 080NG-10001 | WELD COUNTY GREELEY | 080NG | COLORADO NATIONAL GUARD | ARGUARD | Weld County | United States | Colorado | Weld | Greeley | 80632 | 1 | 0.97
1989 | GHXM0001 | FRANCIS E WARREN AF MISSILE SITE O2 SITE # 1 | GHLN | F E WARREN AFB | AFACT | 56885 County Road 134 | United States | Colorado | Weld | Grover | 80729 | 1 | 0.97
1990 | GHXN0001 | FRANCIS E WARREN AF MISSILE SITE O3 SITE # 1 | GHLN | F E WARREN AFB | AFACT | 66266 County Road 125 | United States | Colorado | Weld | Grover | 80729 | 1 | 0.97
1997 | GHXV0001 | FRANCIS E WARREN AF MISSILE SITE O10 SITE # 1 | GHLN | F E WARREN AFB | AFACT | 50925 County Road 122 | United States | Colorado | Weld | Grover | 80729 | 1 | 0.97
1998 | GHXW0001 | FRANCIS E WARREN AF MISSILE SITE O11 SITE # 1 | GHLN | F E WARREN AFB | AFACT | 63944 County Road 105 | United States | Colorado | Weld | Grover | 80732 | 1 | 0.97
1991 | GHXP0001 | FRANCIS E WARREN AF MISSILE SITE O4 SITE # 1 | GHLN | F E WARREN AFB | AFACT | 61340 County Road 125 | United States | Colorado | Weld | Grover | 80742 | 1 | 0.97
1994 | GHXS0001 | FRANCIS E WARREN AF MISSILE SITE O7 SITE # 1 | GHLN | F E WARREN AFB | AFACT | 57095 County Road 110 | United States | Colorado | Weld | Grover | 80742 | 1 | 0.97
1995 | GHXT0001 | FRANCIS E WARREN AF MISSILE SITE O8 SITE # 1 | GHLN | F E WARREN AFB | AFACT | 54185 County Road 104 | United States | Colorado | Weld | Grover | 80742 | 1 | 0.97
1996 | GHXU0001 | FRANCIS E WARREN AF MISSILE SITE O9 SITE # 1 | GHLN | F E WARREN AFB | AFACT | 56558 County Road 107 | United States | Colorado | Weld | Grover | 80742 | 1 | 0.97
1988 | GHXL0001 | FRANCIS E WARREN AF MISSILE SITE O1 SITE # 1 | GHLN | F E WARREN AFB | AFACT | 55486 County Road 124 | United States | Colorado | Weld | Grover | 80742 | 1 | 0.97
1956 | GHWC0001 | FRANCIS E WARREN AF MISSILE SITE L2 SITE # 1 | GHLN | F E WARREN AFB | AFACT | 68066 State Highway 71 | United States | Colorado | Weld | Hereford | 80732 | 1 | 0.97
1957 | GHWD0001 | FRANCIS E WARREN AF MISSILE SITE L3 SITE # 1 | GHLN | F E WARREN AFB | AFACT | 76998 County Road 128.5 | United States | Colorado | Weld | Hereford | 80732 | 1 | 0.97
1965 | GHWM0001 | FRANCIS E WARREN AF MISSILE SITE L11 SITE # 1 | GHLN | F E WARREN AFB | AFACT | 68574 County Road 135 | United States | Colorado | Weld | Hereford | 80732 | 1 | 0.97
1985 | GHXH0001 | FRANCIS E WARREN AF MISSILE SITE N9 SITE # 1 | GHLN | F E WARREN AFB | AFACT | 46805 County Road 390 | United States | Colorado | Weld | Keota | 80742 | 1 | 0.97
1992 | GHXQ0001 | FRANCIS E WARREN AF MISSILE SITE O5 SITE # 1 | GHLN | F E WARREN AFB | AFACT | 57701 County Road 133 | United States | Colorado | Weld | Keota | 80742 | 1 | 0.97
1983 | GHXF0001 | FRANCIS E WARREN AF MISSILE SITE N7 SITE # 1 | GHLN | F E WARREN AFB | AFACT | 38620 County Road 115 | United States | Colorado | Weld | New Raymer | 80729 | 1 | 0.97
1984 | GHXG0001 | FRANCIS E WARREN AF MISSILE SITE N8 SITE # 1 | GHLN | F E WARREN AFB | AFACT | 42879 County Road 113 | United States | Colorado | Weld | New Raymer | 80729 | 1 | 0.97
1993 | GHXR0001 | FRANCIS E WARREN AF MISSILE SITE O6 SITE # 1 | GHLN | F E WARREN AFB | AFACT | 53760 County Road 127 | United States | Colorado | Weld | New Raymer | 80729 | 1 | 0.97
1977 | GHWZ0001 | FRANCIS E WARREN AF MISSILE SITE N1 SITE # 1 | GHLN | F E WARREN AFB | AFACT | 42424 County Road 129 | United States | Colorado | Weld | New Raymer | 80742 | 1 | 0.97
1978 | GHXA0001 | FRANCIS E WARREN AF MISSILE SITE N2 SITE # 1 | GHLN | F E WARREN AFB | AFACT | 67675 County Road 100 | United States | Colorado | Weld | New Raymer | 80742 | 1 | 0.97
1981 | GHXD0001 | FRANCIS E WARREN AF MISSILE SITE N5 SITE # 1 | GHLN | F E WARREN AFB | AFACT | 68545 State Highway 14 | United States | Colorado | Weld | New Raymer | 80742 | 1 | 0.97
1982 | GHXE0001 | FRANCIS E WARREN AF MISSILE SITE N6 SITE # 1 | GHLN | F E WARREN AFB | AFACT | 41564 County Road 123 | United States | Colorado | Weld | New Raymer | 80742 | 1 | 0.97
1986 | GHXJ0001 | FRANCIS E WARREN AF MISSILE SITE N10 SITE # 1 | GHLN | F E WARREN AFB | AFACT | 47791 County Road 115 | United States | Colorado | Weld | New Raymer | 80742 | 1 | 0.97
1987 | GHXK0001 | FRANCIS E WARREN AF MISSILE SITE N11 SITE # 1 | GHLN | F E WARREN AFB | AFACT | 47935 County Road 127.5 | United States | Colorado | Weld | New Raymer | 80742 | 1 | 0.97
183703 | 18081-10325 | FE WARREN, SITE #11 NUNN | 18081 | ARMY MISSION SUPPORT |  |  | United States | Colorado | Weld | Nunn | 80648 | 1 | 0.97
1976 | GHWY0001 | FRANCIS E WARREN AF MISSILE SITE M11 SITE # 1 | GHLN | F E WARREN AFB | AFACT | 23250 County Road 7 | United States | Colorado | Weld | Stoneham | 80741 | 1 | 0.97
1964 | GHWL0001 | FRANCIS E WARREN AF MISSILE SITE L10 SITE # 1 | GHLN | F E WARREN AFB | AFACT | 62870 County Road 135 | United States | Colorado | Weld | Stoneham | 80742 | 1 | 0.97
1960 | GHWG0001 | FRANCIS E WARREN AF MISSILE SITE L6 SITE # 1 | GHLN | F E WARREN AFB | AFACT | 77945 County Road 124 | United States | Colorado | Weld | Stoneham | 80745 | 1 | 0.97
1955 | GHWB0001 | FRANCIS E WARREN AF MISSILE SITE L1 SITE # 1 | GHLN | F E WARREN AFB | AFACT | 63159 State Highway 71 | United States | Colorado | Weld | Stoneham | 80754 | 1 | 0.97
1962 | GHWJ0001 | FRANCIS E WARREN AF MISSILE SITE L8 SITE # 1 | GHLN | F E WARREN AFB | AFACT | 59606 County Road 71 | United States | Colorado | Weld | Stoneham | 80754 | 1 | 0.97
1963 | GHWK0001 | FRANCIS E WARREN AF MISSILE SITE L9 SITE # 1 | GHLN | F E WARREN AFB | AFACT | 54145 County Road 71 | United States | Colorado | Weld | Stoneham | 80754 | 1 | 0.97
1972 | GHWU0001 | FRANCIS E WARREN AF MISSILE SITE M7 SITE # 1 | GHLN | F E WARREN AFB | AFACT | 77330 State Highway 14 | United States | Colorado | Weld | Stoneham | 80754 | 1 | 0.97
1974 | GHWW0001 | FRANCIS E WARREN AF MISSILE SITE M9 SITE # 1 | GHLN | F E WARREN AFB | AFACT | 51065 County Road 153 | United States | Colorado | Weld | Stoneham | 80754 | 1 | 0.97
1975 | GHWX0001 | FRANCIS E WARREN AF MISSILE SITE M10 SITE # 1 | GHLN | F E WARREN AFB | AFACT | 55425 County Road 153 | United States | Colorado | Weld | Stoneham | 80754 | 1 | 0.97
1979 | GHXB0001 | FRANCIS E WARREN AF MISSILE SITE N3 SITE # 1 | GHLN | F E WARREN AFB | AFACT | 49060 State Highway 71 | United States | Colorado | Weld | Stoneham | 80754 | 1 | 0.97
1980 | GHXC0001 | FRANCIS E WARREN AF MISSILE SITE N4 SITE # 1 | GHLN | F E WARREN AFB | AFACT | 44200 State Highway 71 | United States | Colorado | Weld | Stoneham | 80754 | 1 | 0.97
170684 | 08A81 | WINDSOR | 080NG | COLORADO NATIONAL GUARD | ARGUARD | 31725 Great Western Drive | United States | Colorado | Weld | Windsor | 80550 | 1 | 0.97
170241 | 09C55 | BRIDGEPORT STOREFRONT | 090NG | CONNECTICUT NATIONAL GUARD | ARGUARD | 3851 Main Street | United States | Connecticut | Fairfield | Bridgeport | 06604 | 1.12 | 1.16
183054 | 82387-12181 | MAIN ST BRIDGEPORT | 82387 | JOINT RECRUITING PROGRAM | USACE | 4490 Main Street | United States | Connecticut | Fairfield | Bridgeport | 06606 | 1.12 | 1.16
184249 | 82387-10222 | 132 FEDERAL ROAD BROOKFIELD | 82387 | JOINT RECRUITING PROGRAM | USACE | 132 Federal Road | United States | Connecticut | Fairfield | Brookfield | 06804 | 1.15 | 1.19
7674 | 0915A | USARC DANBURY, CT | 42560 | 99TH RRC - PENNSYLVANIA | ARRES | 11 Eagle Road | United States | Connecticut | Fairfield | Danbury | 06810 | 1.15 | 1.19
190721 | 09532 | DANBURY, CT | 42560 | 99TH RRC - PENNSYLVANIA | ARRES |  | United States | Connecticut | Fairfield | Danbury | 06810 | 1.15 | 1.19
3553 | 09805 | 1LT JOHN S TURNER USARC | 42560 | 99TH RRC - PENNSYLVANIA | ARRES | 180 High Street | United States | Connecticut | Fairfield | Fairfield | 06824 | 1.12 | 1.16
6434 | 09C00 | NEWTOWN MILITARY RESERVATION | 090NG | CONNECTICUT NATIONAL GUARD | ARGUARD | 4 Wildlife Drive | United States | Connecticut | Fairfield | Newtown | 06470 | 1.15 | 1.19
6576 | 09B05 | NORWALK ARMORY | 090NG | CONNECTICUT NATIONAL GUARD | ARGUARD | 290 New Canaan Avenue | United States | Connecticut | Fairfield | Norwalk | 06850 | 1.12 | 1.16
170316 | 09C25 | STAMFORD STOREFRONT | 090NG | CONNECTICUT NATIONAL GUARD | ARGUARD | 51 Bank Street | United States | Connecticut | Fairfield | Stamford | 06901 | 1.15 | 1.19
182814 | 82387-11375 | BEDFORD ST STAMFORD | 82387 | JOINT RECRUITING PROGRAM | USACE | 231 Bedford Street | United States | Connecticut | Fairfield | Stamford | 06901 | 1.15 | 1.19
182815 | 82387-10081 | 1096-1098 HIGH RIDGE STAMFORD | 82387 | JOINT RECRUITING PROGRAM | USACE | 1096-1098 High Ridge Road | United States | Connecticut | Fairfield | Stamford | 06905 | 1.15 | 1.19
7450 | 09B35 | STRATFORD ARMORY OMS 9 | 090NG | CONNECTICUT NATIONAL GUARD | ARGUARD | 401 West Bridge Street | United States | Connecticut | Fairfield | Stratford | 06497 | 1.12 | 1.16
7451 | 09540 | STRATFORD ARMY ENGINE PLANT | 09540 | STRATFORD ARMY ENGINE PLANT | ARACT | 550 Main Street | United States | Connecticut | Fairfield | Stratford | 06615 | 1.14 | 1.18
170293 | 09C65 | BRISTOL STOREFRONT | 090NG | CONNECTICUT NATIONAL GUARD | ARGUARD | 77 Farmington Avenue | United States | Connecticut | Hartford | Bristol | 06010 | 1.15 | 1.19
183186 | 82387-12121 | LAUREL ST BRISTOL | 82387 | JOINT RECRUITING PROGRAM | USACE | 65 Laurel Street, Unit 3A | United States | Connecticut | Hartford | Bristol | 06010 | 1.15 | 1.19
191541 | 09C66 | BRISTOL STOREFRONT | 090NG | CONNECTICUT NATIONAL GUARD | ARGUARD |  | United States | Connecticut | Hartford | Bristol | 06010 | 1.15 | 1.19
1516 | CEKT0001 | BRADLEY IAP SITE # 1 | CEKT | BRADLEY IAP | AFGUARD | 100 East Nicholson Road | United States | Connecticut | Hartford | East Granby | 06026 | 1.15 | 1.19
4026 | 09508 | BG JOHN W MIDDLETON USARC | 42560 | 99TH RRC - PENNSYLVANIA | ARRES | 22 Phelps Road | United States | Connecticut | Hartford | East Windsor | 06088 | 1.15 | 1.19
4871 | 09A40 | ENFIELD ARMORY | 090NG | CONNECTICUT NATIONAL GUARD | ARGUARD | 1635 King Street | United States | Connecticut | Hartford | Enfield | 06082 | 1.15 | 1.19
184440 | 82387-10315 | 155 HAZARD AVENUE ENFIELD | 82387 | JOINT RECRUITING PROGRAM | USACE | 155 Hazard Avenue, Unit 4 | United States | Connecticut | Hartford | Enfield | 06082 | 1.15 | 1.19
189867 | 821221 | 10 FORD STREET HARTFORD | 82387 | JOINT RECRUITING PROGRAM | USACE | 10 Ford Street | United States | Connecticut | Hartford | Hartford | 06103 | 1.15 | 1.19
183224 | 82387-10548 | 233 PEARL ST HARTFORD | 82387 | JOINT RECRUITING PROGRAM | USACE | 233 Pearl Street, 2nd Floor | United States | Connecticut | Hartford | Hartford | 06103 | 1.15 | 1.19
5371 | 09A50 | HARTFORD ARMORY OMS 8A | 090NG | CONNECTICUT NATIONAL GUARD | ARGUARD | 360 Broad Street | United States | Connecticut | Hartford | Hartford | 06105 | 1.15 | 1.19
170380 | 09C10 | HARTFORD STOREFRONT | 090NG | CONNECTICUT NATIONAL GUARD | ARGUARD | 100 Farmington Avenue | United States | Connecticut | Hartford | Hartford | 06105 | 1.15 | 1.19
183223 | 090NG-10001 | ARMY NATIONAL GUARD HARTFORD | 090NG | CONNECTICUT NATIONAL GUARD | ARGUARD | 360 Broad Street | United States | Connecticut | Hartford | Hartford | 06105 | 1.15 | 1.19
183885 | 82387-13276 | W MIDDLE TP MANCHESTER | 82387 | JOINT RECRUITING PROGRAM | USACE | 398/400 West Middle Turnpike, Manchester Parkade | United States | Connecticut | Hartford | Manchester | 06040 | 1.15 | 1.19
6392 | 09A86 | NEW BRITAIN ARMORY | 090NG | CONNECTICUT NATIONAL GUARD | ARGUARD | 855 Stanley Street | United States | Connecticut | Hartford | New Britain | 06051 | 1.15 | 1.19
1304 | N32446-NP | NAVOPSPTCEN PLAINVILLE | N32446 | NSY PORTSMOUTH | NAVACT | 1 Linsley Drive | United States | Connecticut | Hartford | Plainville |  | 1.15 | 1.19
189835 | 821960 | 31 WOODLAND ROAD ROCKY HILL | 70132 | INDEPENDENT DUTY HOUSING PROGRAM | USACE | 31 Woodland Road | United States | Connecticut | Hartford | Rocky Hill | 06067 | 1.15 | 1.19
7329 | 09B30 | SOUTHINGTON ARMORY OMS 2 | 090NG | CONNECTICUT NATIONAL GUARD | ARGUARD | 100 Military Drive | United States | Connecticut | Hartford | Southington | 06489 | 1.15 | 1.19
4011 | 09825 | BERRY-ROSENBLATT AFRC | 42560 | 99TH RRC - PENNSYLVANIA | ARRES | 700 South Quaker Lane | United States | Connecticut | Hartford | West Hartford | 06110 | 1.15 | 1.19
3689 | 09906 | AASF | 090NG | CONNECTICUT NATIONAL GUARD | ARGUARD | 10 Main Street | United States | Connecticut | Hartford | Windsor Locks | 06096 | 1.15 | 1.19
4256 | 09B75 | CAMP HARTELL | 090NG | CONNECTICUT NATIONAL GUARD | ARGUARD | 580 N Street | United States | Connecticut | Hartford | Windsor Locks | 06096 | 1.15 | 1.19
185779 | 25140-10005 | BRADLEY FIELD WINDSOR LOCKS | 42560 | 99TH RRC - PENNSYLVANIA | ARRES | Bradley Field | United States | Connecticut | Hartford | Windsor Locks | 06096 | 1.15 | 1.19
170309 | 09C50 | TORRINGTON STOREFRONT | 090NG | CONNECTICUT NATIONAL GUARD | ARGUARD | 1 South Main Street | United States | Connecticut | Litchfield | Torrington | 06790 | 1.15 | 1.19
189932 | 822032 | 79 PENNY LANE TORRINGTON | 70132 | INDEPENDENT DUTY HOUSING PROGRAM | USACE | 79 Penny Lane | United States | Connecticut | Litchfield | Torrington | 06790 | 1.15 | 1.19
184354 | 82387-13401 | WINSTED RD TORRINGTON | 82387 | JOINT RECRUITING PROGRAM | USACE | 453 Winsted Road | United States | Connecticut | Litchfield | Torrington | 06790 | 1.15 | 1.19
189164 | 09381 | MIDDLETOWN AFRC | 42560 | 99TH RRC - PENNSYLVANIA | ARRES | 375 Smith Street | United States | Connecticut | Middlesex | Middletown | 06457 | 1.15 | 1.19
7677 | 9010 | USARC MIDDLETOWN | 42560 | 99TH RRC - PENNSYLVANIA | ARRES |  | United States | Connecticut | Middlesex | Middletown | 06457 | 1.15 | 1.19
183981 | 82387-10365 | 170 MAIN STREET MIDDLETOWN | 82387 | JOINT RECRUITING PROGRAM | USACE | 170 Main Street, Metro Square | United States | Connecticut | Middlesex | Middletown | 06457 | 1.15 | 1.19
7863 | 09B55 | WESTBROOK ARMORY | 090NG | CONNECTICUT NATIONAL GUARD | ARGUARD | 137 Franklin Street | United States | Connecticut | Middlesex | Westbrook | 06498 | 1.15 | 1.19
185155 | 82387-12175 | MAIN ST ANSONIA | 82387 | JOINT RECRUITING PROGRAM | USACE | 62 Main Street | United States | Connecticut | New Haven | Ansonia | 06401 | 1.15 | 1.19
4125 | 09A10 | BRANFORD ARMORY OMS 11 | 090NG | CONNECTICUT NATIONAL GUARD | ARGUARD | 87 Montowese Street | United States | Connecticut | New Haven | Branford | 06405 | 1.15 | 1.19
4797 | 09A30 | EAST HAVEN RIFLE RANGE | 09A35 | STONES RANCH MILITARY RESERVATION | ARGUARD | 51 North High Street | United States | Connecticut | New Haven | East Haven | 06512 | 1.15 | 1.19
190412 | 822492 | 71 COSEY BEACH AVENUE EAST HAVEN | 70132 | INDEPENDENT DUTY HOUSING PROGRAM | USACE | 71 Cosey Beach Avenue | United States | Connecticut | New Haven | East Haven | 06512 | 1.15 | 1.19
3792 | 09025 | AMSA #69 | 42560 | 99TH RRC - PENNSYLVANIA | ARRES | 26 Seemans Lane | United States | Connecticut | New Haven | Milford | 06460 | 1.17 | 1.21
6367 | 09A80 | NAUGATUCK ARMORY OMS 5 | 090NG | CONNECTICUT NATIONAL GUARD | ARGUARD | 619 Rubber Avenue | United States | Connecticut | New Haven | Naugatuck | 06770 | 1.15 | 1.19
184847 | 82387-10979 | 55 CHURCH STREET/CENTER STREET NEW HAVEN | 82387 | JOINT RECRUITING PROGRAM | USACE | 55 Church Street/Center Street | United States | Connecticut | New Haven | New Haven | 06510 | 1.15 | 1.19
184848 | 82387-10195 | 129 CHURCH STREET NEW HAVEN | 82387 | JOINT RECRUITING PROGRAM | USACE | 129 Church Street, Suites 302 & 303 | United States | Connecticut | New Haven | New Haven | 06510 | 1.15 | 1.19
6398 | 09A90 | NEW HAVEN ARMORY | 090NG | CONNECTICUT NATIONAL GUARD | ARGUARD |  | United States | Connecticut | New Haven | New Haven | 06511 | 1.15 | 1.19
9487 | 09327 | NEW HAVEN AFRC | 090NG | CONNECTICUT NATIONAL GUARD | ARGUARD | 30 Woodward Avenue | United States | Connecticut | New Haven | New Haven | 06512 | 1.15 | 1.19
170398 | 09C45 | NEW HAVEN STOREFRONT | 090NG | CONNECTICUT NATIONAL GUARD | ARGUARD | 324 State Street | United States | Connecticut | New Haven | New Haven | 06512 | 1.15 | 1.19
184849 | 25140-10006 | SGT GEORGE D. LIBBY USARC NEW HAVEN | 42560 | 99TH RRC - PENNSYLVANIA | ARRES |  | United States | Connecticut | New Haven | New Haven | 06515 | 1.15 | 1.19
3117 | SKXJ0001 | ORANGE ANG COMMUNICATION STATION SITE # 1 | CEKT | BRADLEY IAP | AFGUARD | 206 South Boston Post Road | United States | Connecticut | New Haven | Orange | 06477 | 1.17 | 1.21
182897 | 82387-12414 | N MAIN ST EX WALLINGFORD | 82387 | JOINT RECRUITING PROGRAM | USACE | 850 North Main Street Ext | United States | Connecticut | New Haven | Wallingford | 06492 | 1.15 | 1.19
7798 | 09B50 | WATERBURY ARMORY | 090NG | CONNECTICUT NATIONAL GUARD | ARGUARD | 3106 Airport Boulevard | United States | Connecticut | New Haven | Waterbury | 06702 | 1.15 | 1.19
6723 | 09905 | PAUL J. SUTCOVOY USARC | 42560 | 99TH RRC - PENNSYLVANIA | ARRES | Lydia Street Extension | United States | Connecticut | New Haven | Waterbury | 06705 | 1.15 | 1.19
182898 | 82387-11003 | 581 WOLCOTT STREET WATERBURY | 82387 | JOINT RECRUITING PROGRAM | USACE | 581 Wolcott Street | United States | Connecticut | New Haven | Waterbury | 06705 | 1.15 | 1.19
190364 | 822988 | 415 WOLCOTT ROAD WOLCOTT | 82387 | JOINT RECRUITING PROGRAM | USACE | 415 Wolcott Road | United States | Connecticut | New Haven | Wolcott | 06716 | 1.15 | 1.19
7441 | 09A35 | STONES' RANCH MILITARY RES | 09A35 | STONES RANCH MILITARY RESERVATION | ARGUARD | 1601 Park Street | United States | Connecticut | New London | East Lyme | 06333 | 1.17 | 1.21
471 | N00129-EA | CONNING TOWERS | N00129 | NAVSUBASE NEW LONDON CT | NAVACT | 500 Riverview Avenue | United States | Connecticut | New London | Groton | 06340 | 1.19 | 1.23
472 | N00129-GA | NAUTILUS PARK 2ND INC | N00129 | NAVSUBASE NEW LONDON CT | NAVACT | 260 Burningtree Drive | United States | Connecticut | New London | Groton | 06340 | 1.19 | 1.23
811 | N00129-CA | NAUTILUS PARK 1ST INC | N00129 | NAVSUBASE NEW LONDON CT | NAVACT | 25 Butternut Road | United States | Connecticut | New London | Groton | 06340 | 1.19 | 1.23
813 | N00129-IA | NAUTILUS PARK 3RD INC | N00129 | NAVSUBASE NEW LONDON CT | NAVACT | 235 Gungywamp Road | United States | Connecticut | New London | Groton | 06340 | 1.19 | 1.23
3900 | 09A45 | AVCRAD GROTON | 090NG | CONNECTICUT NATIONAL GUARD | ARGUARD | 139 Tower Avenue | United States | Connecticut | New London | Groton | 06340 | 1.17 | 1.21
189152 | 821012 | 963 POQUONNOCK ROAD GROTON | 82387 | JOINT RECRUITING PROGRAM | USACE | 963 Poquonnock Road | United States | Connecticut | New London | Groton | 06340 | 1.17 | 1.21
191272 | 09A46 | TASMG HANGAR 2 | 090NG | CONNECTICUT NATIONAL GUARD | ARGUARD |  | United States | Connecticut | New London | Groton | 06340 | 1.19 | 1.23
153 | N00129 | NAVSUBASE NEW LONDON CT | N00129 | NAVSUBASE NEW LONDON CT | NAVACT | 600 Shark Boulevard | United States | Connecticut | New London | Groton | 06349 | 1.19 | 1.23
473 | N00129-JA | POLARIS PARK | N00129 | NAVSUBASE NEW LONDON CT | NAVACT | 500 Polaris Street | United States | Connecticut | New London | Groton | 06349 | 1.19 | 1.23
474 | N00129-NA | TRIDENT PARK | N00129 | NAVSUBASE NEW LONDON CT | NAVACT | 1000 Ohio Avenue | United States | Connecticut | New London | Groton | 06349 | 1.19 | 1.23
812 | N00129-FA | DOLPHIN GARDENS | N00129 | NAVSUBASE NEW LONDON CT | NAVACT | 500 Proteus Avenue | United States | Connecticut | New London | Groton | 06349 | 1.19 | 1.23
993 | N00129-MS | MAGNETIC SILENCING DETACHMENT NL | N00129 | NAVSUBASE NEW LONDON CT | NAVACT | 90 Walbach Street | United States | Connecticut | New London | New London | 06320 | 1.19 | 1.23
6401 | 09A95 | NEW LONDON ARMORY | 090NG | CONNECTICUT NATIONAL GUARD | ARGUARD | 249 Bayonet Street | United States | Connecticut | New London | New London | 06320 | 1.17 | 1.21
430 | N32411-DP | NUWC DODGE POND FIELD | N32411 | NAVAL STATION NEWPORT RI | NAVACT | 6 Dodge Court | United States | Connecticut | New London | Niantic | 06357 | 1.19 | 1.23
4283 | 09B00 | CAMP NIANTIC | 09A35 | STONES RANCH MILITARY RESERVATION | ARGUARD | 38 Smith Street | United States | Connecticut | New London | Niantic | 06357 | 1.17 | 1.21
189224 | 821272 | 4 MORTON STREET NIANTIC | 70132 | INDEPENDENT DUTY HOUSING PROGRAM | USACE | 4 Morton Street | United States | Connecticut | New London | Niantic | 06357 | 1.17 | 1.21
6579 | 09B15 | NORWICH ARMORY OMS 10 | 090NG | CONNECTICUT NATIONAL GUARD | ARGUARD | 38 Stott Avenue | United States | Connecticut | New London | Norwich | 06360 | 1.15 | 1.19
186451 | 801037 | SALEM TURNPIKE NORWICH | 82387 | JOINT RECRUITING PROGRAM | USACE | Salem Turnpike | United States | Connecticut | New London | Norwich | 06360 | 1.15 | 1.19
814 | N00129-LA | ADMIRAL FIFE REC. AREA | N00129 | NAVSUBASE NEW LONDON CT | NAVACT | 571 Stonington Road | United States | Connecticut | New London | Stonington | 06378 | 1.19 | 1.23
190423 | 822333 | 80 NORWICH-NEW LONDON TURNPIKE UNCASVILLE | 82387 | JOINT RECRUITING PROGRAM | USACE | 80 Norwich-New London Turnpike | United States | Connecticut | New London | Uncasville | 06382 | 1.15 | 1.19
7045 | 09B25 | ROCKVILLE ARMORY | 090NG | CONNECTICUT NATIONAL GUARD | ARGUARD | 120 W Street | United States | Connecticut | Tolland | Vernon | 06066 | 1.15 | 1.19
191090 | 09C70 | VERNON STOREFRONT | 090NG | CONNECTICUT NATIONAL GUARD | ARGUARD | 120 West Street | United States | Connecticut | Tolland | Vernon | 06066 | 1.15 | 1.19
184355 | 82387-13154 | VERNON PROF BLDG VERNON | 82387 | JOINT RECRUITING PROGRAM | USACE | 281 Hartford Turnpike, Vernon Prof. Building 281 | United States | Connecticut | Tolland | Vernon | 06066 | 1.15 | 1.19
184356 | 82387-11973 | HARTFORD TPKE VERNON | 82387 | JOINT RECRUITING PROGRAM | USACE | 49C Hartford Turnpike, Riverview Office Building | United States | Connecticut | Tolland | Vernon | 06066 | 1.15 | 1.19
170375 | 09C35 | DANIELSON STOREFRONT | 090NG | CONNECTICUT NATIONAL GUARD | ARGUARD | 136 Main Street | United States | Connecticut | Windham | Danielson | 06239 | 1.15 | 1.19
183936 | 82387-12185 | MAIN ST DANIELSON | 82387 | JOINT RECRUITING PROGRAM | USACE | 162-A Main Street | United States | Connecticut | Windham | Danielson | 06239 | 1.15 | 1.19
187860 | 710774 | 165 MAIN STREET DANIELSON | 82387 | JOINT RECRUITING PROGRAM | USACE | 165 Main Street | United States | Connecticut | Windham | Danielson | 06239 | 1.15 | 1.19
185650 | 82387-11788 | EASTBROOK MALL WILLIMANTIC | 82387 | JOINT RECRUITING PROGRAM | USACE | 95 Storrs Road, Eastbrook Mall, #22 | United States | Connecticut | Windham | Willimantic | 06226 | 1.15 | 1.19
182234 | 82387-10206 | 1300 N. DUPONT HWY DOVER | 82387 | JOINT RECRUITING PROGRAM | USACE | 1300 North Dupont Highway | United States | Delaware | Kent | Dover | 19901 | 1.1 | 1.13
191237 | 10A92 | DOVER STOREFRONT | 100NG | DELAWARE NATIONAL GUARD | ARGUARD |  | United States | Delaware | Kent | Dover | 19901 | 1.1 | 1.13
182233 | 82387-11492 | CHAD ST DOVER | 82387 | JOINT RECRUITING PROGRAM | USACE | 260 Chad Street, Dover AFB, Suite 215 | United States | Delaware | Kent | Dover | 19901 | 1.1 | 1.13
182235 | 82387-13284 | W NORTH ST DOVER | 82387 | JOINT RECRUITING PROGRAM | USACE | 385 West North Street, Suite B | United States | Delaware | Kent | Dover | 19901 | 1.1 | 1.13
4952 | 10715 | FLEMING-GODWIN USARC - DOVER | 42560 | 99TH RRC - PENNSYLVANIA | ARRES | 344 North New Street | United States | Delaware | Kent | Dover | 19904 | 1.1 | 1.13
4385 | 10A35 | CHARLES CORBIT ARMOR | 100NG | DELAWARE NATIONAL GUARD | ARGUARD | 114 East Liberty Street | United States | Delaware | Kent | Harrington | 19952 | 1.1 | 1.13
9496 | 10376 | SMYRNA READINESS CENTER | 100NG | DELAWARE NATIONAL GUARD | ARGUARD | 103 Artisan Drive | United States | Delaware | Kent | Smyrna | 19977 | 1.1 | 1.13
169881 | FJXT0001 | DOVER AFB SITE # 1 | FJXT | DOVER AFB | AFACT | 201 East Eagle Way | United States | Delaware | Kent | Unknown | 19902 | 1.12 | 1.15
169880 | TPGH0001 | PORT MAHON POL ANNEX SITE # 1 | FJXT | DOVER AFB | AFACT | 999 East Port Mahon Road | United States | Delaware | Kent | Unknown | 19961 | 1.12 | 1.15
5237 | 10A15 | GOV BACON HEALTH CTR | 100NG | DELAWARE NATIONAL GUARD | ARGUARD | 956 Delaware Avenue | United States | Delaware | New Castle | Delaware City | 19706 | 0.99 | 1
191271 | 10607 | GLASGOW STOREFRONT | 100NG | DELAWARE NATIONAL GUARD | ARGUARD |  | United States | Delaware | New Castle | Glasgow | 19702 | 0.99 | 1
188363 | 820114 | 705 N. BROAD STREET MIDDLETOWN | 82387 | JOINT RECRUITING PROGRAM | USACE | 705 N. Broad Street | United States | Delaware | New Castle | Middletown | 19709 | 0.99 | 1
191345 | 823843 | 509 DIAMOND DRIVE MIDDLETOWN | 70132 | INDEPENDENT DUTY HOUSING PROGRAM | USACE | 509 Diamond Drive | United States | Delaware | New Castle | Middletown | 19709 | 0.99 | 1
2317 | JLWS0001 | NEW CASTLE AIRPORT | JLWS | 166 AIRLIFT WING | AFGUARD | 2600 Spruance Road | United States | Delaware | New Castle | New Castle | 19720 | 0.99 | 1
4775 | 10A55 | DUNCAN ARMORY AASF | 100NG | DELAWARE NATIONAL GUARD | ARGUARD | 33 Corporate Circle | United States | Delaware | New Castle | New Castle | 19720 | 0.99 | 1
6496 | 10605 | RIVER ROAD TRAINING SITE | 100NG | DELAWARE NATIONAL GUARD | ARGUARD | 1197 River Road | United States | Delaware | New Castle | New Castle | 19720 | 0.99 | 1
189997 | 10A87 | AFRC NEW CASTLE | 100NG | DELAWARE NATIONAL GUARD | ARGUARD | 250 Airport Road | United States | Delaware | New Castle | New Castle | 19720 | 0.99 | 1
191644 | 823520 | 42 REEDS WAY NEW CASTLE | 82387 | JOINT RECRUITING PROGRAM | USACE | 42 Reeds Way | United States | Delaware | New Castle | New Castle | 19720 | 0.99 | 1
184801 | 82387-12516 | NEWARK SHOPPING CTR NEWARK | 82387 | JOINT RECRUITING PROGRAM | USACE | Newark Shopping Center, Suites 604-606 | United States | Delaware | New Castle | Newark | 19711 | 0.99 | 1
187793 | 10801 | NEWARK AFRC | 42560 | 99TH RRC - PENNSYLVANIA | ARRES |  | United States | Delaware | New Castle | Newark | 19711 | 0.99 | 1
191150 | 823470 | 224 DELAWARE AVENUE NEWARK | 82387 | JOINT RECRUITING PROGRAM | USACE | 224 Delaware Avenue | United States | Delaware | New Castle | Newark | 19715 | 0.99 | 1
187737 | DEL01 | ROCKLAND MILLS CONDO | WHS01 | WASHINGTON HEADQUARTERS | WHS | 55 Millstone Lane | United States | Delaware | New Castle | Rockland | 19732 | 0.99 | 1
191385 | 10A91 | WILMINGTON STOREFRONT | 100NG | DELAWARE NATIONAL GUARD | ARGUARD |  | United States | Delaware | New Castle | Wilmington | 19801 | 0.99 | 1
183986 | 82387-12946 | SHIPYARD SHOPS WILMINGTON | 82387 | JOINT RECRUITING PROGRAM | USACE | 1050 South Madison Street, Shipyard Shops | United States | Delaware | New Castle | Wilmington | 19801 | 0.99 | 1
187739 | DEL03 | KORMAN RESIDENTIAL PROPERTIES | WHS01 | WASHINGTON HEADQUARTERS | WHS | 400 Foulk Road | United States | Delaware | New Castle | Wilmington | 19803 | 0.99 | 1
3658 | 10A80 | 1401 ARMORY | 100NG | DELAWARE NATIONAL GUARD | ARGUARD | 1401 Newport Gap Pike | United States | Delaware | New Castle | Wilmington | 19804 | 0.99 | 1
7427 | 10A85 | STERN ARMORY | 100NG | DELAWARE NATIONAL GUARD | ARGUARD | 1420 Newport Gap Pike | United States | Delaware | New Castle | Wilmington | 19804 | 0.99 | 1
187738 | DEL02 | BUCKRIDGE DRIVE | WHS01 | WASHINGTON HEADQUARTERS | WHS | Buckridge Drive | United States | Delaware | New Castle | Wilmington | 19807 | 0.99 | 1
191259 | DEL04 | 9113 BARLEY DRIVE | WHS01 | WASHINGTON HEADQUARTERS | WHS | 913 Barley Drive | United States | Delaware | New Castle | Wilmington | 19807 | 1.02 | 1.02
622 | M67861-0008 | MCRC WILMINGTON | M67861 | MCRS WILMINGTON | MCRES | 3920 Kirkwood Highway NE | United States | Delaware | New Castle | Wilmington | 19808 | 0.99 | 1
5747 | 10775 | KIRKWOOD USARC - WILMINGTON | 42560 | 99TH RRC - PENNSYLVANIA | ARRES |  | United States | Delaware | New Castle | Wilmington | 19808 | 0.99 | 1
7929 | 10A86 | WILMINGTON | 100NG | DELAWARE NATIONAL GUARD | ARGUARD | 1st Regiment Road | United States | Delaware | New Castle | Wilmington | 19808 | 0.99 | 1
7602 | 10A05 | TS BBTS | 100NG | DELAWARE NATIONAL GUARD | ARGUARD | 163 Scannell Boulevard | United States | Delaware | Sussex | Bethany Beach | 19930 | 1.05 | 1.07
4631 | 10A10 | DAGSBORO | 100NG | DELAWARE NATIONAL GUARD | ARGUARD | 29757 Armory Road | United States | Delaware | Sussex | Dagsboro | 19939 | 1.05 | 1.07
5190 | 10A30 | GEORGETOWN | 100NG | DELAWARE NATIONAL GUARD | ARGUARD | 109 West Pine Street | United States | Delaware | Sussex | Georgetown | 19947 | 1.05 | 1.07
184475 | 82387-13027 | STERLING SQ CTR GEORGETOWN | 82387 | JOINT RECRUITING PROGRAM | USACE | 1 Sterling Avenue, Sterling Square Center Unit # 5 | United States | Delaware | Sussex | Georgetown | 19947 | 1.05 | 1.07
4314 | 10735 | CAPE HENLOPEN USARC - LEWES | 42560 | 99TH RRC - PENNSYLVANIA | ARRES | 1135 Savannah Road | United States | Delaware | Sussex | Lewes | 19958 | 1.05 | 1.07
187174 | 801153 | WATERMILL LANE OCEAN VIEW | 70132 | INDEPENDENT DUTY HOUSING PROGRAM | USACE | Watermill Lane | United States | Delaware | Sussex | Ocean View | 19970 | 1.05 | 1.07
6794 | 10A90 | PIGMAN ARMORY | 100NG | DELAWARE NATIONAL GUARD | ARGUARD | 601 Bridgewille Highway | United States | Delaware | Sussex | Seaford | 19973 | 1.05 | 1.07
7207 | 10A65 | SEAFORD RC (OLD) | 100NG | DELAWARE NATIONAL GUARD | ARGUARD | 1 Taylors Cross Roads | United States | Delaware | Sussex | Seaford | 19973 | 1.05 | 1.07
170774 | N47608-SE | SEAFORD DE | N47608 | NAS PATUXENT RIVER MD | NAVACT |  | United States | Delaware | Sussex | Seaford | 19973 | 1.05 | 1.07
169877 | FJXW0001 | ELLENDALE NEXT GENERATION SITE SITE # 1 | FJXT | DOVER AFB | AFACT | 113 Ellendale State Forest | United States | Delaware | Sussex | Unknown | 19941 | 1.05 | 1.07
170475 | DCL01 | COURT OF MILITARY APPEALS | WHS01 | WASHINGTON HEADQUARTERS | WHS | 3700 North Capitol Street Northwest | United States | District of Columbia | District of Columbia | Washington, DC | 20001 | 1.02 | 1.01
170476 | DCL02 | DWIGHT D. EISENHOWER BLDG | WHS01 | WASHINGTON HEADQUARTERS | WHS | 1650 Pennsylvania Avenue NW | United States | District of Columbia | District of Columbia | Washington, DC | 20001 | 1.02 | 1.01
170477 | DCL03 | NEW EXECUTIVE BUILDING | WHS01 | WASHINGTON HEADQUARTERS | WHS | 725 17th Street NW | United States | District of Columbia | District of Columbia | Washington, DC | 20001 | 1.02 | 1.01
170481 | DCL07 | 1222 22ND STREET NW | WHS01 | WASHINGTON HEADQUARTERS | WHS | 1222 22nd Street NW | United States | District of Columbia | District of Columbia | Washington, DC | 20001 | 1.02 | 1.01
170482 | DCL08 | NATIONAL PRESS BUILDING | WHS01 | WASHINGTON HEADQUARTERS | WHS | 529 14th Street NW | United States | District of Columbia | District of Columbia | Washington, DC | 20001 | 1.02 | 1.01
170483 | DCL09 | TRANSPOINT BUILDING | WHS01 | WASHINGTON HEADQUARTERS | WHS | 2100 2nd Street SW | United States | District of Columbia | District of Columbia | Washington, DC | 20001 | 1.02 | 1.01
170484 | DCL10 | WHITE HOUSE | WHS01 | WASHINGTON HEADQUARTERS | WHS | 1600 Pennsylvania Avenue | United States | District of Columbia | District of Columbia | Washington, DC | 20001 | 1.02 | 1.01
4627 | 11A05 | D.C.ARMORY | 110NG | WASHINGTON DC NATIONAL GUARD | ARGUARD | 2001 East Capitol Street | United States | District of Columbia | District of Columbia | Washington, DC | 20003 | 1.02 | 1.01
191273 | 11A10 | WASHINGTON, D.C. | 110NG | WASHINGTON DC NATIONAL GUARD | ARGUARD |  | United States | District of Columbia | District of Columbia | Washington, DC | 20003 | 1.02 | 1.01
183067 | 82387-10287 | 14TH & L ST WASHINGTON | 82387 | JOINT RECRUITING PROGRAM | USACE | 1099 14th & L Streets, Franklin Court | United States | District of Columbia | District of Columbia | Washington, DC | 20005 | 1.02 | 1.01
187719 | 800602 | HAWAII AVE, NE WASHINGTON | 82387 | JOINT RECRUITING PROGRAM | USACE | Hawaii Avenue, NE | United States | District of Columbia | District of Columbia | Washington, DC | 20011 | 1.02 | 1.01
6969 | 11865 | WALTER REED AMC MAIN POST | 24225 | FORT DETRICK | ARACT | Intersection of 16th Street and Alaska Ave. | United States | District of Columbia | District of Columbia | Washington, DC | 20307 | 1.02 | 1.01
7310 | 11975 | US SOLDIERS' & AIRMEN'S NATIONAL CEMETERY | 51869 | ARLINGTON NATIONAL CEMETERY | ARACT |  | United States | District of Columbia | District of Columbia | Washington, DC | 20307 | 1.02 | 1.01
5025 | 11605 | FORT LESLEY J MCNAIR | 51375 | JOINT BASE MYER-HENDERSON HALL | ARACT | Intersection of P Street SW and 2nd Street SW | United States | District of Columbia | District of Columbia | Washington, DC | 20319 | 1.02 | 1.01
148 | N68469 | NAVAL SUPPORT ACTIVITY WASH | N68469 | NAVAL SUPPORT ACTIVITY WASH | NAVACT | 901 M Street | United States | District of Columbia | District of Columbia | Washington, DC | 20374 | 1.02 | 1.01
591 | N61142 | JBAB ANACOSTIA BOLLING | N61142 | JBAB ANACOSTIA BOLLING | NAVACT | 2701 South Capitol Street SW | United States | District of Columbia | District of Columbia | Washington, DC | 20374 | 1.02 | 1.01
9431 | 11A15 | NAS ANACOSTIA | 110NG | WASHINGTON DC NATIONAL GUARD | ARGUARD | 1563 Maryland AVE NE | United States | District of Columbia | District of Columbia | Washington, DC | 20374 | 1.02 | 1.01
579 | N68469-NR | NAVAL RESEARCH LAB | N68469 | NAVAL SUPPORT ACTIVITY WASH | NAVACT | 4555 Overlook Avenue SW | United States | District of Columbia | District of Columbia | Washington, DC | 20375 | 1.02 | 1.01
73 | M67029-0002 | SUPPORT FACILITY | M67029 | MARBKS WASHINGTON DC | MCACT | 801 I Street SE | United States | District of Columbia | District of Columbia | Washington, DC | 20390 | 1.02 | 1.01
74 | M67029-0003 | MARINE BARRACKS 8TH AND I MAIN BASE | M67029 | MARBKS WASHINGTON DC | MCACT | 700 8th Avenue Southesast | United States | District of Columbia | District of Columbia | Washington, DC | 20390 | 1.02 | 1.01
75 | M67029-0004 | MARBKS 8TH AND I ANNEX | M67029 | MARBKS WASHINGTON DC | MCACT | 1009 7th Street Southeast | United States | District of Columbia | District of Columbia | Washington, DC | 20390 | 1.02 | 1.01
1219 | N68469-SS | NEBRASKA AVE COMPLEX | N68469 | NAVAL SUPPORT ACTIVITY WASH | NAVACT | 3801 Nebraska Avenue | United States | District of Columbia | District of Columbia | Washington, DC | 20390 | 1.02 | 1.01
248 | N68469-NO | NAVAL OBSERVATORY | N68469 | NAVAL SUPPORT ACTIVITY WASH | NAVACT | 3450 Massachusetts Avenue Northwest | United States | District of Columbia | District of Columbia | Washington, DC | 20392 | 1.02 | 1.01
1217 | N68469-DA | NDEPT POTOMAC ANNEX | N68469 | NAVAL SUPPORT ACTIVITY WASH | NAVACT |  | United States | District of Columbia | District of Columbia | Washington, DC | 22222 | 1.02 | 1.01
4199 | 12425 | C.R. LAYTON USARC | 01530 | 81ST RRC - ALABAMA | ARRES | 1125 NE 8th Avenue | United States | Florida | Alachua | Gainesville | 32601 | 0.85 | 0.83
5146 | 12426 | GAINESVILLE USARC | 01530 | 81ST RRC - ALABAMA | ARRES | 1300 NE 8th Avenue | United States | Florida | Alachua | Gainesville | 32601 | 0.85 | 0.83
183190 | 82387-13112 | UNION STATION GAINESVILLE | 82387 | JOINT RECRUITING PROGRAM | USACE | 201 SE 2nd Avenue, Union Station Unit 205 | United States | Florida | Alachua | Gainesville | 32601 | 0.85 | 0.83
183191 | 82387-13037 | SUN CENTER GAINESVILLE | 82387 | JOINT RECRUITING PROGRAM | USACE | 101 SE 2nd Place, Sun Center Suite 115 | United States | Florida | Alachua | Gainesville | 32601 | 0.85 | 0.83
189462 | 821543 | 2038 NW 101ST STREET GAINSVILLE | 70132 | INDEPENDENT DUTY HOUSING PROGRAM | USACE | 2038 NW 101st Street | United States | Florida | Alachua | Gainesville | 32606 | 0.85 | 0.83
190363 | 822833 | 4122 NW 68TH DRIVE GAINSVILLE | 70132 | INDEPENDENT DUTY HOUSING PROGRAM | USACE | 4122 NW 68th Drive | United States | Florida | Alachua | Gainesville | 32606 | 0.85 | 0.83
191414 | 823886 | 2772 NW 43RD STREET GAINSVILLE | 82387 | JOINT RECRUITING PROGRAM | USACE | 2722 NW 43rd Street | United States | Florida | Alachua | Gainesville | 32606 | 0.85 | 0.83
183188 | 82387-12558 | NW 37TH PL GAINESVILLE | 82387 | JOINT RECRUITING PROGRAM | USACE | 4210 NW 37th Place, Suites 300, 600, 700 | United States | Florida | Alachua | Gainesville | 32606 | 0.85 | 0.83
189839 | 821875 | 418 NW 48TH BLVD GAINSVILLE | 70132 | INDEPENDENT DUTY HOUSING PROGRAM | USACE | 418 NW 48th Blvd | United States | Florida | Alachua | Gainesville | 32607 | 0.85 | 0.83
191174 | 823087 | 3842 NEWBERRY ROAD GAINSVILLE | 82387 | JOINT RECRUITING PROGRAM | USACE | 3842 Newberry Road | United States | Florida | Alachua | Gainesville | 32607 | 0.85 | 0.83
170718 | 12B04 | GAINSVILLE ALACHUA COUNTY | 120NG | FLORIDA NATIONAL GUARD | ARGUARD | 505 NW 53rd Ave | United States | Florida | Alachua | Gainesville | 32608 | 0.85 | 0.83
189928 | 821989 | 6206 SW 64TH PLACE GAINSVILLE | 70132 | INDEPENDENT DUTY HOUSING PROGRAM | USACE | 6206 SW 64th Place | United States | Florida | Alachua | Gainesville | 32608 | 0.85 | 0.83
171069 | 12F05 | GAINSVILLE/ALACHUA LEASE | 120NG | FLORIDA NATIONAL GUARD | ARGUARD |  | United States | Florida | Alachua | Gainesville | 32609 | 0.85 | 0.83
191255 | N00207-UF | NROTC UNIVERSITY OF FL | N00207 | NAS JACKSONVILLE FL | NAVACT |  | United States | Florida | Alachua | Gainesville | 32611 | 0.85 | 0.83
2520 | NVPR0001 | LYNN HAVEN DEFENSE FUEL SUP SITE # 1 | XLWU | TYNDALL AFB | AFACT | 100 West 10th Street | United States | Florida | Bay | Lynn Haven | 32444 | 0.86 | 0.84
3138 | SVEF0001 | PANAMA CITY RADIO RELAY ANNEX D-1(B) SITE # 1 | FTFA | EGLIN AFB | AFACT | 501 West Deleon Street | United States | Florida | Bay | Panama City | 32401 | 0.86 | 0.84
182545 | 01530-10037 | USARC TRNG PANAMA CITY | 01530 | 81ST RRC - ALABAMA | ARRES | USARC TRNG | United States | Florida | Bay | Panama City | 32401 | 0.86 | 0.84
182546 | 18081-10522 | POST OFFICE BLDG PANAMA CITY | 18081 | ARMY MISSION SUPPORT | USACE | Post Office Building | United States | Florida | Bay | Panama City | 32401 | 0.86 | 0.84
6421 | 12490 | NEWKIRK SUTHERLAND JR USARC | 01530 | 81ST RRC - ALABAMA | ARRES | 1215 East 15th Street | United States | Florida | Bay | Panama City | 32405 | 0.86 | 0.84
6692 | 12B95 | PANAMA CITY READINESS CENTER | 120NG | FLORIDA NATIONAL GUARD | ARGUARD | 3121 North Lisenby Avenue | United States | Florida | Bay | Panama City | 32405 | 0.86 | 0.84
182547 | 82387-13176 | W 23RD ST PANAMA CITY | 82387 | JOINT RECRUITING PROGRAM | USACE | 340 West 23rd Street, Suites F, J & L | United States | Florida | Bay | Panama City | 32405 | 0.86 | 0.84
257 | N61008 | NAVAL SUPPORT ACTY PANAMA CITY | N61008 | NAVAL SUPPORT ACTY PANAMA CITY | NAVACT | 101 Vernon Avenue | United States | Florida | Bay | Panama City | 32407 | 0.86 | 0.84
518 | N61008-EA | BEACH SITE 1 | N61008 | NAVAL SUPPORT ACTY PANAMA CITY | NAVACT | 8525 Surf Drive, Unit 151 | United States | Florida | Bay | Panama City | 32408 | 0.86 | 0.84
519 | N61008-FA | BEACH SITE 2 | N61008 | NAVAL SUPPORT ACTY PANAMA CITY | NAVACT | 7101 Thomas Drive | United States | Florida | Bay | Panama City | 32408 | 0.86 | 0.84
520 | N61008-GA | BEACH SITE 3 | N61008 | NAVAL SUPPORT ACTY PANAMA CITY | NAVACT | 6500 Gulf Drive, Unit 152 | United States | Florida | Bay | Panama City | 32408 | 0.86 | 0.84
1329 | N61008-DA | ST ANDREWS BCH SITE 4 | N61008 | NAVAL SUPPORT ACTY PANAMA CITY | NAVACT | 4700 Thomas Dirve, Unit 233 | United States | Florida | Bay | Panama City | 32408 | 0.86 | 0.84
191248 | 12078 | PANAMA CITY USARC | 01530 | 81ST RRC - ALABAMA | ARRES |  | United States | Florida | Bay | Panama City | 32409 | 0.86 | 0.84
191048 | N61008-MC | MCELVEY INDUST PARK | N61008 | NAVAL SUPPORT ACTY PANAMA CITY | NAVACT |  | United States | Florida | Bay | Panama City 32408 | 32408 | 0.86 | 0.84
183861 | 82387-10880 | 4408 DELLWOOD LANET PANAMA CITY BEACH | 82387 | JOINT RECRUITING PROGRAM | USACE | 4408 Dellwood Lane, Suites 3, 5 & 6 | United States | Florida | Bay | Panama City Beach | 32408 | 0.86 | 0.84
188971 | XLWU0002 | TYNDALL LEASED DATA ASSETS | XLWU | TYNDALL AFB | AFACT |  | United States | Florida | Bay | Tyndall AFB | 32403 | 0.86 | 0.84
3366 | XLWU0001 | TYNDALL AFB SITE # 1 | XLWU | TYNDALL AFB | AFACT | 445 West Suwannee Road | United States | Florida | Bay | Unknown | 32403 | 0.86 | 0.84
7410 | 12C45 | STARKE READINESS CENTER | 120NG | FLORIDA NATIONAL GUARD | ARGUARD | 803 Highway 12 West | United States | Florida | Bradford | Starke | 32091 | 0.85 | 0.83
185663 | 18081-10677 | STARKE FL | 18081 | ARMY MISSION SUPPORT | USACE | 2119,20,21,22,23,24 25,27&14,15,16,17,18 | United States | Florida | Bradford | Starke | 32091 | 0.85 | 0.83
188960 | 12F06 | KEYSTONE AIRPORT | 120NG | FLORIDA NATIONAL GUARD | ARGUARD | Keystone Airport | United States | Florida | Bradford | Starke | 32091 | 0.85 | 0.83
541 | N61007-CC | NSWCDET CAPE CANAVERAL | N61007 | NAVAL SUPPORT ACTIVITY ORLANDO | NAVACT | 740 Mullet Road | United States | Florida | Brevard | Cape Canaveral | 32920 | 0.85 | 0.83
3179 | TNPH0001 | PORT CANAVERAL CABLE TERMINAL ANNEX SITE # 1 | SXHT | PATRICK | AFACT | 9060 Herring Street | United States | Florida | Brevard | Cape Canaveral | 32920 | 0.85 | 0.83
170081 | KSCC0001 | KENNEDY SPACE CENTER COMMUNICATIONS | SXHT | PATRICK | AFACT | 1 Kennedy Parkway | United States | Florida | Brevard | Cape Canaveral | 32925 | 0.85 | 0.83
530 | N61007-CN | NOTU CAPE CANAVERAL | N61007 | NAVAL SUPPORT ACTIVITY ORLANDO | NAVACT | 68220 Pier Road | United States | Florida | Brevard | Cape Canaveral |  | 0.85 | 0.83
1555 | DBEH0001 | CAPE CANAVERAL AIR FORCE STATION SITE # 1 | SXHT | PATRICK | AFACT | 920 Samuel C. Phillips Parkway | United States | Florida | Brevard | Cape Canaveral AFS | 32920 | 0.85 | 0.83
170211 | CCWP0001 | COCOA WATER PLANT DOPPLER | SXHT | PATRICK | AFACT | 15122 Wewahootee Road | United States | Florida | Brevard | Cocoa | 32922 | 0.85 | 0.83
4478 | 12A55 | COCOA READINESS CENTER | 120NG | FLORIDA NATIONAL GUARD | ARGUARD | 308 North Fiske Boulevard | United States | Florida | Brevard | Cocoa | 32924 | 0.85 | 0.83
169886 | STLB0001 | SATELLITE BLVD SITE 1 | SXHT | PATRICK | AFACT | 1 Satellite Boulevard | United States | Florida | Brevard | Cocoa | 32926 | 0.85 | 0.83
1603 | EBPM0001 | COCOA OCEAN BEACH TRACKING ANNEX SITE # 1 | SXHT | PATRICK | AFACT | 3502 Ocean Beach Boulevard | United States | Florida | Brevard | Cocoa Beach | 32931 | 0.85 | 0.83
169888 | LRWP0001 | LORI WILSON PARK SITE 1 | SXHT | PATRICK | AFACT | 1500 North Atlantic Avenue | United States | Florida | Brevard | Cocoa Beach | 32931 | 0.85 | 0.83
2812 | QBKT0001 | MESONET #1617 WEATHER ANNEX SITE # 1 | SXHT | PATRICK | AFACT | Cabbage Slough Road | United States | Florida | Brevard | Kennedy Space Center | 32920 | 0.85 | 0.83
2449 | MLBN0001 | MELBOURNE INTERNATIONAL AIRPORT ALDF SITE # 1 | SXHT | PATRICK | AFACT | 1 Air Terminal Parkway | United States | Florida | Brevard | Melbourne | 32902 | 0.85 | 0.83
190489 | 822063 | 1700 W NEW HAVEN AVE MELBOURNE | 82387 | JOINT RECRUITING PROGRAM | USACE | 1700 W New Haven Avenue | United States | Florida | Brevard | Melbourne | 32904 | 0.85 | 0.83
183747 | 82387-12484 | N WICKHAM RD MELBOURNE | 82387 | JOINT RECRUITING PROGRAM | USACE | 1270 North Wickham Road, Units 6 & 26 | United States | Florida | Brevard | Melbourne | 32904 | 0.85 | 0.83
6144 | 12456 | MELBOURNE READINESS CENTER | 120NG | FLORIDA NATIONAL GUARD | ARGUARD | 1889 Stewart Road | United States | Florida | Brevard | Melbourne | 32935 | 0.85 | 0.83
2800 | PXAY0001 | MELBOURNE BEACH OPTICAL TRACKING ANNEX SITE # 1 | SXHT | PATRICK | AFACT | 2375 North Highway A1A | United States | Florida | Brevard | Melbourne Beach | 32951 | 0.85 | 0.83
2813 | QBKU0001 | MESONET #0300 WEATHER ANNEX SITE # 1 | SXHT | PATRICK | AFACT | 528 State Road | United States | Florida | Brevard | Merritt Island | 32952 | 0.85 | 0.83
2805 | QBKC0001 | MESONET #0819 WEATHER ANNEX SITE # 1 | SXHT | PATRICK | AFACT | 42 Pinewood Place | United States | Florida | Brevard | Mims | 32754 | 0.85 | 0.83
3124 | SNLE0001 | SEMINOLE RANCH SITE 1 | SXHT | PATRICK | AFACT | 2 Hatbill Road | United States | Florida | Brevard | Mims | 32754 | 0.85 | 0.83
169885 | SMRD0001 | SEMINOLE RANCH 4D SITE 1 | SXHT | PATRICK | AFACT | 1 Hatbill Road | United States | Florida | Brevard | Mims | 32754 | 0.85 | 0.83
2525 | NYRL0001 | MALABAR TRANSMITTER ANNEX SITE # 1 | SXHT | PATRICK | AFACT | 5600 Minton Road | United States | Florida | Brevard | Palm Bay | 32907 | 0.85 | 0.83
3143 | SXHT0001 | PATRICK SITE # 1 | SXHT | PATRICK | AFACT | 1201 Edward H. White II Street | United States | Florida | Brevard | Patrick AFB | 32925 | 0.85 | 0.83
2815 | QBKW0001 | MESONET #9404 WEATHER ANNEX SITE # 1 | SXHT | PATRICK | AFACT | 960 Cogswell Street | United States | Florida | Brevard | Rockledge | 32935 | 0.85 | 0.83
185192 | 82387-13138 | US HWY 1 ROCKLEDGE | 82387 | JOINT RECRUITING PROGRAM | USACE | 1856 US Highway 1, Rockledge Square Suites 1856, 1862 & 1864 | United States | Florida | Brevard | Rockledge | 32955 | 0.85 | 0.83
2817 | QBKZ0001 | MESONET #9001 WEATHER ANNEX SITE # 1 | SXHT | PATRICK | AFACT | 2250 Adamson Road | United States | Florida | Brevard | Sharpes | 32926 | 0.85 | 0.83
2806 | QBKE0001 | MESONET #1000 WEATHER ANNEX SITE # 1 | SXHT | PATRICK | AFACT | 3325 Beau Geste Road | United States | Florida | Brevard | Sharpes | 32959 | 0.85 | 0.83
2807 | QBKH0001 | MESONET #1204 WEATHER ANNEX SITE # 1 | SXHT | PATRICK | AFACT | 7205 Juper Road | United States | Florida | Brevard | Sharpes | 32959 | 0.85 | 0.83
2468 | MRSN0001 | MESONET #1012 WEATHER ANNEX SITE # 1 | SXHT | PATRICK | AFACT | 800 Lane Avenue | United States | Florida | Brevard | Titusville | 32780 | 0.85 | 0.83
2811 | QBKS0001 | MESONET #1612 WEATHER ANNEX SITE # 1 | SXHT | PATRICK | AFACT | 1 Hatbill Road | United States | Florida | Brevard | Titusville | 32780 | 0.85 | 0.83
7558 | 12C70 | TITUSVILLE FMS #18 | 120NG | FLORIDA NATIONAL GUARD | ARGUARD | 686 Cheney Highway | United States | Florida | Brevard | Titusville | 32780 | 0.85 | 0.83
185399 | 82387-11913 | GARDEN ST TITUSVILLE | 82387 | JOINT RECRUITING PROGRAM | USACE | 2847B Garden Street, Garden Street Mall | United States | Florida | Brevard | Titusville | 32796 | 0.85 | 0.83
3340 | WWKA0001 | TI-CO AIRPORT WEATHER ANNEX SITE # 1 | SXHT | PATRICK | AFACT | 355 Golden Knights Boulevard | United States | Florida | Brevard | Titusville | 32956 | 0.85 | 0.83
190418 | 822917 | 7518 LIVE OAK DR CORAL SPRINGS | 70132 | INDEPENDENT DUTY HOUSING PROGRAM | USACE | 7518 Live Oak Drive | United States | Florida | Broward | Coral Springs | 33065 | 0.89 | 0.86
980 | N00213-DB | DANIA BEACH (LAUDERDAL | N00213 | NAS KEY WEST FL | NAVACT | 8010 North Ocean Drive | United States | Florida | Broward | Dania | 33004 | 0.89 | 0.86
182237 | 18081-10324 | FB-CT FORT LAUDERDALE | 18081 | ARMY MISSION SUPPORT | USACE | FB-CT E Broward, NE 3rd Avenue | United States | Florida | Broward | Fort Lauderdale | 33301 | 0.89 | 0.86
5966 | 12420 | LT ALEXANDER NINNINGER JR USAR | 01530 | 81ST RRC - ALABAMA | ARRES | 5515 NW 15th Avenue | United States | Florida | Broward | Fort Lauderdale | 33309 | 0.89 | 0.86
5124 | 12A90 | FT LAUDERDALE READINESS CENTER | 120NG | FLORIDA NATIONAL GUARD | ARGUARD | 400 SW 24th Street | United States | Florida | Broward | Fort Lauderdale | 33315 | 0.89 | 0.86
182236 | 800210 | 1575 S. FEDERAL HIGHWAY FORT LAUDERDALE | 82387 | JOINT RECRUITING PROGRAM | USACE | 1575 South Federal Highway | United States | Florida | Broward | Fort Lauderdale | 33316 | 0.89 | 0.86
191092 | N00213-FL | FT LAUDERDALE ANTENNA | N00213 | NAS KEY WEST FL | NAVACT |  | United States | Florida | Broward | Fort Lauderdale | 33316 | 0.89 | 0.86
190984 | 823446 | 111411 SW 45TH PLACE FORT LAUDERDALE | 70132 | INDEPENDENT DUTY HOUSING PROGRAM | USACE | 11411 SW 45th Place | United States | Florida | Broward | Fort Lauderdale | 33330 | 0.89 | 0.86
5469 | 12B10 | HOLLYWOOD READINESS CENTER | 120NG | FLORIDA NATIONAL GUARD | ARGUARD | 910 North Dixie Highway | United States | Florida | Broward | Hollywood | 33020 | 0.89 | 0.86
188342 | 820326 | 541 S. STATE RD MARGATE | 82387 | JOINT RECRUITING PROGRAM | USACE | 541 South State Road | United States | Florida | Broward | Lauderdale Lakes | 33313 | 0.89 | 0.86
184746 | 82387-13003 | SR 7 MARGATE | 82387 | JOINT RECRUITING PROGRAM | USACE | 2404 State Road 7, Towne Shoppes of Margate | United States | Florida | Broward | Margate | 33063 | 0.89 | 0.86
188761 | 820860 | 3746 W. OAKWOOD PARK BLVD. LAUDERDALE LAKES | 82387 | JOINT RECRUITING PROGRAM | USACE | 3746 West Oakland Park Boulevard | United States | Florida | Broward | Margate | 33063 | 0.89 | 0.86
189714 | 12779 | MIRAMAR AFRC | 01530 | 81ST RRC - ALABAMA | ARRES |  | United States | Florida | Broward | Miramar | 33027 | 0.89 | 0.86
189882 | 822046 | 16453 SW 47TH CT. | 70132 | INDEPENDENT DUTY HOUSING PROGRAM | USACE | 16453 SW 47th Court | United States | Florida | Broward | Miramar | 33027 | 0.89 | 0.86
190811 | 823116 | 12232 NW 75TH PLACE PARKLAND | 70132 | INDEPENDENT DUTY HOUSING PROGRAM | USACE | 12232 NW 75th Place | United States | Florida | Broward | Parkland | 33076 | 0.89 | 0.86
185880 | 12D28 | MIAMI BAND LEASE | 120NG | FLORIDA NATIONAL GUARD | ARGUARD | 7100 Pines Boulevard | United States | Florida | Broward | Pembroke Pines | 33024 | 0.89 | 0.86
184247 | 82387-12016 | HOLLYWOOD BLVD PEMBROKE PINES | 82387 | JOINT RECRUITING PROGRAM | USACE | 7100 Hollywood Boulevard, Suites 116, 117, 118 & 120 | United States | Florida | Broward | Pembroke Pines | 33024 | 0.89 | 0.86
190919 | 823388 | 11271 SW 45TH PLACE PEMBROKE PINES | 70132 | INDEPENDENT DUTY HOUSING PROGRAM | USACE | 11271 SW 45th Place | United States | Florida | Broward | Pembroke Pines | 33025 | 0.89 | 0.86
189016 | 821148 | 1130 WILSHIRE CIRCLE E PEMBROKE PINES | 70132 | INDEPENDENT DUTY HOUSING PROGRAM | USACE | 1130 Wilshire Circle East | United States | Florida | Broward | Pembroke Pines | 33027 | 0.89 | 0.86
190608 | 822460 | 16507 NW 3RD STREET PEMBROKE PINES | 70132 | INDEPENDENT DUTY HOUSING PROGRAM | USACE | 16507 NW 3rd Street | United States | Florida | Broward | Pembroke Pines | 33028 | 0.89 | 0.86
191316 | 823375 | 16322 NW 23RD STREET PEMBROKE PINES | 70132 | INDEPENDENT DUTY HOUSING PROGRAM | USACE | 16322 NW 23rd Street | United States | Florida | Broward | Pembroke Pines | 33028 | 0.89 | 0.86
187048 | 710414 | 800 NW 141ST PEMBROKE PINES | 70132 | INDEPENDENT DUTY HOUSING PROGRAM | USACE | 800 NW 141st Avenue 14-205 | United States | Florida | Broward | Pembroke Pines | 33028 | 0.89 | 0.86
189355 | 821500 | 19279 NW 24TH COURT PEMBROKE PINES | 70132 | INDEPENDENT DUTY HOUSING PROGRAM | USACE | 19279 NW 24th Court | United States | Florida | Broward | Pembroke Pines | 33029 | 0.89 | 0.86
184246 | 82387-12647 | PINES BLVD PEMBROKE PINES | 82387 | JOINT RECRUITING PROGRAM | USACE | 18213 Pines Boulevard, Shoppes of Silverlake | United States | Florida | Broward | Pembroke Pines | 33029 | 0.89 | 0.86
183794 | 82387-13208 | W BROWARD BLVD PLANTATION | 82387 | JOINT RECRUITING PROGRAM | USACE | West Broward Boulevard, Suites 9783, 9787, 9791 & 9793 | United States | Florida | Broward | Plantation | 33324 | 0.89 | 0.86
183793 | 82387-11168 | 7800 PETERS RD PLANTATION | 82387 | JOINT RECRUITING PROGRAM | USACE | 7800 Peters Road | United States | Florida | Broward | Plantation | 33351 | 0.89 | 0.86
170289 | 12D40 | CORAL SPRINGS STORE FRONT LEASE | 120NG | FLORIDA NATIONAL GUARD | ARGUARD | Coral Square Mall | United States | Florida | Broward | Pompano Beach | 33071 | 0.89 | 0.86
185832 | 82387-10255 | 14050 NW 14TH STREET SUNRISE | 82387 | JOINT RECRUITING PROGRAM | USACE | 14050 NW 14th Street, Sawgrass Commerce Court | United States | Florida | Broward | Sunrise | 33323 | 0.89 | 0.86
190271 | 822912 | 1222 GOLDEN CANE WESTON | 70132 | INDEPENDENT DUTY HOUSING PROGRAM | USACE | 1222 Golden Cane Drive | United States | Florida | Broward | Weston | 33326 | 0.89 | 0.86
185670 | 710596 | 1700 TAMIAMI TRAIL PORT CHARLOTTE | 82387 | JOINT RECRUITING PROGRAM | USACE | 1700 Tamiami Trail, Unit G-3 | United States | Florida | Charlotte | Port Charlotte | 33948 | 0.85 | 0.83
191630 | 824171 | 1777 TAMIAMI TRAIL PORT CHARLOTTE | 82387 | JOINT RECRUITING PROGRAM | USACE | 1777 Tamiami Trail | United States | Florida | Charlotte | Port Charlotte | 33948 | 0.85 | 0.83
183187 | 82387-12905 | SANDHILL BLVD PUNTA GORDA | 82387 | JOINT RECRUITING PROGRAM | USACE | 24901 Sandhill Boulevard, Suite 9 | United States | Florida | Charlotte | Punta Gorda | 33983 | 0.85 | 0.83
4600 | 12A62 | CRYSTAL RIVER READINESS CENTER | 120NG | FLORIDA NATIONAL GUARD | ARGUARD | 8551 W Venable Street | United States | Florida | Citrus | Crystal River | 34429 | 0.85 | 0.83
188040 | 810143 | 3776 S. SUNCOAST BLVD HOMOSASSA | 82387 | JOINT RECRUITING PROGRAM | USACE | 3776 S. Suncoast Boulevard | United States | Florida | Citrus | Homosassa | 34448 | 0.85 | 0.83
185673 | 82387-12037 | HWY 44 INVERNESS | 82387 | JOINT RECRUITING PROGRAM | USACE | Highway 44 Citrus Center, Suite 2607B | United States | Florida | Citrus | Inverness | 34450 | 0.85 | 0.83
806 | N00207-CB | CAMP BLANDING | N00207 | NAS JACKSONVILLE FL | NAVACT | 5629 State Road 16 West | United States | Florida | Clay | Camp Blanding | 32091 | 0.86 | 0.83
346 | N00207-GA | STEVEN LAKE BOMB TARGE | N00207 | NAS JACKSONVILLE FL | NAVACT |  | United States | Florida | Clay | Camp Blanding | 32212 | 0.86 | 0.83
170276 | 12A02 | NE FLORIDA TIMBERLANDS | 12A01 | CAMP BLANDING | ARGUARD | Sharron Rd | United States | Florida | Clay | Green Cove Springs | 32656 | 0.86 | 0.83
170178 | N00207-OP | ORANGE PARK FL | N00207 | NAS JACKSONVILLE FL | NAVACT | 85 Industrial Loop Drive North | United States | Florida | Clay | Orange Park | 32073 | 0.86 | 0.83
182899 | 82387-12147 | LOCH RANE BLVD ORANGE PARK | 82387 | JOINT RECRUITING PROGRAM | USACE | 2141 Loch Rane Boulevard, Suites 128, 129 & 129A | United States | Florida | Clay | Orange Park | 32073 | 0.86 | 0.83
1544 | CYQL0001 | CAMP BLANDING SITE # 1 | LSGA | JACKSONVILLE IAP | AFGUARD | 5629 State Road | United States | Florida | Clay | Unknown | 32091 | 0.85 | 0.83
6326 | 12A01 | MTC CAMP BLANDING | 12A01 | CAMP BLANDING | ARGUARD | 122 North Walnut Street | United States | Florida | Clay | Unknown | 32091 | 0.85 | 0.83
170007 | 12655 | IMMOKALEE LEASE TMI BLDG | 120NG | FLORIDA NATIONAL GUARD | ARGUARD |  | United States | Florida | Collier | Immokalee | 34142 | 0.85 | 0.83
187722 | 12B64 | IMMOKALEE COLLIER COUNTY | 120NG | FLORIDA NATIONAL GUARD | ARGUARD |  | United States | Florida | Collier | Immokalee | 34142 | 0.85 | 0.83
356 | N00213-MA | MARCO ISLAND FL | N00213 | NAS KEY WEST FL | NAVACT | 960 Cape Marco Drive | United States | Florida | Collier | Marco |  | 0.85 | 0.83
184349 | 82387-12645 | PINE RIDGE RD NAPLES | 82387 | JOINT RECRUITING PROGRAM | USACE | 2275 Pinne Ridge Road, Ross Plaza #104-107 | United States | Florida | Collier | Naples | 34109 | 0.85 | 0.83
190366 | 822401 | 4261 JACK FROST CT NAPLES | 70132 | INDEPENDENT DUTY HOUSING PROGRAM | USACE | 4261 Jack Frost Court | United States | Florida | Collier | Naples | 34112 | 0.85 | 0.83
170464 | 12B63 | IMMOKALEE/NAPLES-COLLIER CO AIRPORT AUTHORITY & THE ARMORY BD | 120NG | FLORIDA NATIONAL GUARD | ARGUARD | 190 Airpark Boulevard | United States | Florida | Collier | Naples | 34114 | 0.85 | 0.83
187943 | 810071 | 7550 MISSION HILLS DRIVE NAPLES | 82387 | JOINT RECRUITING PROGRAM | USACE | 7550 Mission Hills Dirve | United States | Florida | Collier | Naples | 34119 | 0.85 | 0.83
189910 | 822001 | 339 BURNT PINE DR NAPLES | 70132 | INDEPENDENT DUTY HOUSING PROGRAM | USACE | 339 Burnt Pine Drive | United States | Florida | Collier | Naples | 34119 | 0.85 | 0.83
190885 | 823294 | 15244 SUMMIT PLACE CIRCLE NAPLES | 70132 | INDEPENDENT DUTY HOUSING PROGRAM | USACE | 15244 Summit Place Circle | United States | Florida | Collier | Naples | 34119 | 0.85 | 0.83
189606 | 821631 | 322 SW STONEHENGE LANE LAKE CITY | 70132 | INDEPENDENT DUTY HOUSING PROGRAM | USACE | 322 SW Stonehenge Lane | United States | Florida | Columbia | Lake City | 32024 | 0.85 | 0.83
190822 | 823187 | 219 SW ROUNDHOUSE CT LAKE CITY | 70132 | INDEPENDENT DUTY HOUSING PROGRAM | USACE | 219 SW Roundhouse Court | United States | Florida | Columbia | Lake City | 32025 | 0.85 | 0.83
5783 | 12B35 | LAKE CITY READINESS CENTER | 120NG | FLORIDA NATIONAL GUARD | ARGUARD | 490 NW Lake Jeffery Road | United States | Florida | Columbia | Lake City | 32055 | 0.85 | 0.83
184235 | 82387-13322 | W US HWY 90 LAKE CITY | 82387 | JOINT RECRUITING PROGRAM | USACE | 2469 W. US Highway 90, Suites 137 & 149 Lake City Mall | United States | Florida | Columbia | Lake City | 32055 | 0.85 | 0.83
9417 | 12A10 | ARCADIA READINESS CENTER | 120NG | FLORIDA NATIONAL GUARD | ARGUARD | 1127 Armory Road | United States | Florida | DeSoto | Arcadia | 34266 | 0.85 | 0.83
1637 | EXNR0001 | CROSS CITY RADAR SITE SITE # 1 | QSEU | MOODY AIR FORCE BASE | AFACT | 23 Old Town Boulevard | United States | Florida | Dixie | Unknown | 32680 | 0.85 | 0.83
289 | N60201-IS | ISSOT MAYPORT | N60201 | NAVSTA MAYPORT FL | NAVACT | 1575 Main Street | United States | Florida | Duval | Atlantic Beach | 32233 | 0.86 | 0.83
1048 | N60201-CS | COMMISSARY SITE | N60201 | NAVSTA MAYPORT FL | NAVACT | 2292 Mayport Road | United States | Florida | Duval | Atlantic Beach | 32233 | 0.86 | 0.83
1049 | N60201-RB | RIBAULT BAY VILLAGE | N60201 | NAVSTA MAYPORT FL | NAVACT | 1082 Assisi Lane | United States | Florida | Duval | Atlantic Beach | 32233 | 0.86 | 0.83
218 | N69177 | CECIL FIELD FL NAS CSO | N69177 | CECIL FIELD FL NAS CSO | NAVACT | 5784 New World Avenue | United States | Florida | Duval | Cecil Field | 32215 | 0.86 | 0.83
1247 | N00207-CF | CECIL FIELD NADEP | N00207 | NAS JACKSONVILLE FL | NAVACT | 6206 Aviation Avenue | United States | Florida | Duval | Cecil Field | 32215 | 0.86 | 0.83
957 | N00207-GL | GAS LEAK/HAWKINS | N00207 | NAS JACKSONVILLE FL | NAVACT | 6952 103rd Street | United States | Florida | Duval | Cecil Field | 32244 | 0.86 | 0.83
183232 | 82387-12718 | RIVERSIDE AVE JACKSONVILLE | 82387 | JOINT RECRUITING PROGRAM | USACE | 1000 Riverside Avenue, Broadview Executive Center Suite 101 | United States | Florida | Duval | Jacksonville | 32204 | 0.86 | 0.83
191831 | 824488 | 1000 RIVERSIDE AVE JACKSONVILLE | 82387 | JOINT RECRUITING PROGRAM | USACE | 1000 Riverside Avenue | United States | Florida | Duval | Jacksonville | 32204 | 0.86 | 0.83
4439 | 12435 | CLARENCE L BURPEE USARC | 01530 | 81ST RRC - ALABAMA | ARRES | 751 West 41st Street | United States | Florida | Duval | Jacksonville | 32206 | 0.86 | 0.83
183227 | 82387-11404 | BLVD CENTER DR JACKSONVILLE 1 | 82387 | JOINT RECRUITING PROGRAM | USACE | 4070 Boulevard Center Drive, Building 4500 Suite 102 | United States | Florida | Duval | Jacksonville | 32207 | 0.86 | 0.83
183233 | 82387-10825 | 4070 BLVD CENTER DR JACKSONVILLE | 82387 | JOINT RECRUITING PROGRAM | USACE | 4070 Boulevard Center Driver, Pottsburg Building Suite 100 | United States | Florida | Duval | Jacksonville | 32207 | 0.86 | 0.83
183237 | 82387-10785 | 3728 PHILLIPS HWY JACKSONVILLE | 82387 | JOINT RECRUITING PROGRAM | USACE | 3728 Phillips Highway, Central Park Suite 229 | United States | Florida | Duval | Jacksonville | 32207 | 0.86 | 0.83
186568 | 702509 | 1851 EXECUTIVE CTR JACKSONVILLE | 82387 | JOINT RECRUITING PROGRAM | USACE | 1851 Executive Center Drive, Ribault Building Suite 130 | United States | Florida | Duval | Jacksonville | 32207 | 0.86 | 0.83
189106 | 820480 | 4524 ST. JOHNS AVENUE JACKSONVILLE | 82387 | JOINT RECRUITING PROGRAM | USACE | 4524 St. Johns Avenue | United States | Florida | Duval | Jacksonville | 32210 | 0.86 | 0.83
5978 | 12436 | LTC ROBERT R MILAM USARC | 01530 | 81ST RRC - ALABAMA | ARRES | 31 Pecan Street | United States | Florida | Duval | Jacksonville | 32211 | 0.86 | 0.83
168 | N00207 | NAS JACKSONVILLE FL | N00207 | NAS JACKSONVILLE FL | NAVACT | 7095 Roosevelt Boulevard | United States | Florida | Duval | Jacksonville | 32212 | 0.86 | 0.83
191240 | 12561 | JACKSONVILLE NAS USARC | 01530 | 81ST RRC - ALABAMA | ARRES |  | United States | Florida | Duval | Jacksonville | 32212 | 0.86 | 0.83
191307 | N00207-TF | TILLIE FOWLER PARK | N00207 | NAS JACKSONVILLE FL | NAVACT |  | United States | Florida | Duval | Jacksonville | 32212 | 0.86 | 0.83
191308 | N00207-DR | DLA-DRMS | N00207 | NAS JACKSONVILLE FL | NAVACT |  | United States | Florida | Duval | Jacksonville | 32212 | 0.86 | 0.83
183228 | 82387-13121 | UNIVERSITY BLVD JACKSONVILLE | 82387 | JOINT RECRUITING PROGRAM | USACE | 3100 University Boulevdard, Suite 109 | United States | Florida | Duval | Jacksonville | 32216 | 0.86 | 0.83
183236 | 82387-11372 | BEACH BLVD JACKSONVILLE | 82387 | JOINT RECRUITING PROGRAM | USACE | 8595 Beach Boulevard, Promenade Center #320 | United States | Florida | Duval | Jacksonville | 32216 | 0.86 | 0.83
660 | N60201-FJ | FLC FUEL DEPOT HECKSCHER | N60201 | NAVSTA MAYPORT FL | NAVACT | 8808 Somers Road South | United States | Florida | Duval | Jacksonville | 32218 | 0.86 | 0.83
183225 | 82387-11622 | DUNN AVE JACKSONVILLE | 82387 | JOINT RECRUITING PROGRAM | USACE | 1036-52 Dunn Avenue, Highland Square Suites A, B & C | United States | Florida | Duval | Jacksonville | 32218 | 0.86 | 0.83
808 | N00207-WH | OLF WHITEHOUSE | N00207 | NAS JACKSONVILLE FL | NAVACT | 1750 Halsema Road North | United States | Florida | Duval | Jacksonville | 32221 | 0.86 | 0.83
960 | N00207-YW | YELLOW WATER HOUSING | N00207 | NAS JACKSONVILLE FL | NAVACT | 14267 Normandy Boulevard | United States | Florida | Duval | Jacksonville | 32221 | 0.86 | 0.83
5588 | 12B17 | JACKSONVILLE, CECIL FLD, AASF#1 | 120NG | FLORIDA NATIONAL GUARD | ARGUARD | 13650 Aerospace Way | United States | Florida | Duval | Jacksonville | 32221 | 0.86 | 0.83
5590 | 12B20 | JACKSONVILLE, SNYDER RC | 120NG | FLORIDA NATIONAL GUARD | ARGUARD | 9900 Normandy Boulevard | United States | Florida | Duval | Jacksonville | 32221 | 0.86 | 0.83
183235 | 82387-10080 | 10950 SAN JOSE BLVD JACKSONVILLE | 82387 | JOINT RECRUITING PROGRAM | USACE | 10950 San Jose Boulevard, Unit 61 | United States | Florida | Duval | Jacksonville | 32223 | 0.86 | 0.83
188221 | 820058 | 11302 CLAUDINE COURT JACKSONVILLE | 70132 | INDEPENDENT DUTY HOUSING PROGRAM | USACE | 11302 Claudine Court | United States | Florida | Duval | Jacksonville | 32225 | 0.86 | 0.83
99 | M67695-0001 | MCSF BLOUNT ISLAND (FL) MAIN SITE | M67695 | MCSF BLOUNT ISLAND | MCACT | 5880 Channel View Drive | United States | Florida | Duval | Jacksonville | 32226 | 0.86 | 0.83
100 | M67695-0002 | SPOIL AREA | M67695 | MCSF BLOUNT ISLAND | MCACT | Heckscher Drive | United States | Florida | Duval | Jacksonville | 32226 | 0.86 | 0.83
111 | M68479-0009 | JACKSONVILLE FL MAINT | M68479 | HDQTRS 4TH MARDIV NEW ORLEANS | MCRES | 8820 Somers Road South | United States | Florida | Duval | Jacksonville | 32226 | 0.86 | 0.83
189451 | 821587 | 12279 MOOSE HOLLOW DR JACKSONVILLE | 70132 | INDEPENDENT DUTY HOUSING PROGRAM | USACE | 12279 Moose Hollow Drive | United States | Florida | Duval | Jacksonville | 32226 | 0.86 | 0.83
156 | N60201 | NAVSTA MAYPORT FL | N60201 | NAVSTA MAYPORT FL | NAVACT | 3491 Mayport Road | United States | Florida | Duval | Jacksonville | 32228 | 0.86 | 0.83
183226 | 82387-12245 | MAYPORT RD JACKSONVILLE | 82387 | JOINT RECRUITING PROGRAM | USACE | 2294 Mayport Road, Suites 16 & 17 | United States | Florida | Duval | Jacksonville | 32233 | 0.86 | 0.83
189944 | 822190 | 11915 BEACH BLVD, JACKSONVILLE | 82387 | JOINT RECRUITING PROGRAM | USACE | 11915 Beach Blvd | United States | Florida | Duval | Jacksonville | 32246 | 0.86 | 0.83
190035 | 822264 | 12970 SPICEBERRY CIRCLE SOUTH JACKSONVILLE | 70132 | INDEPENDENT DUTY HOUSING PROGRAM | USACE | 12970 Spiceberry Circle South | United States | Florida | Duval | Jacksonville | 32246 | 0.86 | 0.83
170262 | 12D27 | JACKSONVILLE-BAYMEADOWS | 120NG | FLORIDA NATIONAL GUARD | ARGUARD |  | United States | Florida | Duval | Jacksonville | 32256 | 0.86 | 0.83
183230 | 800213 | 100440 US HIGHWAY 1 JACKSONVILLE | 82387 | JOINT RECRUITING PROGRAM | USACE | 100440 Philips Hwy | United States | Florida | Duval | Jacksonville | 32256 | 0.86 | 0.83
189701 | 821714 | 7140 BAYMEADOWS WAY JACKSONVILLE | 66155 |  | USACE | 7140 Baymeadows Way | United States | Florida | Duval | Jacksonville | 32290 | 0.86 | 0.83
188197 | N60201-PP | PELICAN POINT SITE | N60201 | NAVSTA MAYPORT FL | NAVACT |  | United States | Florida | Duval | Jacksonville Beach | 32250 | 0.86 | 0.83
2390 | LSGA0001 | JACKSONVILLE IAP SITE # 1 | LSGA | JACKSONVILLE IAP | AFGUARD | 14300 North Fang Drive | United States | Florida | Duval | Unknown | 32218 | 0.86 | 0.83
3419 | YWGY0001 | WHITEHOUSE RADAR SITE SITE # 1 | QSEU | MOODY AIR FORCE BASE | AFACT | 23 West Beaver Street | United States | Florida | Duval | Unknown | 32220 | 0.86 | 0.83
188730 | 820947 | 2620 YOUNGWOOD LANE CANTONMENT | 70132 | INDEPENDENT DUTY HOUSING PROGRAM | USACE | 2620 Youngwood Lane | United States | Florida | Escambia | Cantonment | 32533 | 0.85 | 0.82
5189 | 12495 | GEORGE P WENTWORTH USARC | 01530 | 81ST RRC - ALABAMA | ARRES | 1200 College Boulevard | United States | Florida | Escambia | Pensacola | 32504 | 0.85 | 0.82
182549 | 82387-12331 | N 9TH AVE PENSACOLA | 82387 | JOINT RECRUITING PROGRAM | USACE | 6706 North 9th Avenue, Suites D1 & D3 | United States | Florida | Escambia | Pensacola | 32504 | 0.85 | 0.82
283 | N00204-MH | MARINER HOUSING | N00204 | NAS PENSACOLA FL | NAVACT | 1779 South Blue Angel Parkway | United States | Florida | Escambia | Pensacola | 32506 | 0.85 | 0.82
954 | N00204-AD | OLF BRONSON | N00204 | NAS PENSACOLA FL | NAVACT | 2100 Bronson Road | United States | Florida | Escambia | Pensacola | 32506 | 0.85 | 0.82
805 | N00204-BA | ESCAMBIA CO FLA | N00204 | NAS PENSACOLA FL | NAVACT | 626 South Navy Boulevard | United States | Florida | Escambia | Pensacola | 32507 | 0.85 | 0.82
955 | N00204-AN | CORRY STATION | N00204 | NAS PENSACOLA FL | NAVACT | 200 Chiefs Way | United States | Florida | Escambia | Pensacola | 32507 | 0.85 | 0.82
182550 | 710417 | 5043 BAYOU PENSACOLA | 82387 | JOINT RECRUITING PROGRAM | USACE | 5043 Bayou Grande Boulevard, Suites C - G | United States | Florida | Escambia | Pensacola | 32507 | 0.85 | 0.82
169 | N00204 | NAS PENSACOLA FL | N00204 | NAS PENSACOLA FL | NAVACT | 191 Radford Boulevard | United States | Florida | Escambia | Pensacola | 32508 | 0.85 | 0.82
185601 | 01530-10030 | NAVAL AIR STATION PENSACOLA | 01530 | 81ST RRC - ALABAMA | ARRES | Naval Air Station Corry Statin | United States | Florida | Escambia | Pensacola | 32508 | 0.85 | 0.82
189309 | 12677 | CORRY STATION USARC | 01530 | 81ST RRC - ALABAMA | ARRES |  | United States | Florida | Escambia | Pensacola | 32511 | 0.85 | 0.82
6740 | 12C06 | PENSACOLA (ELLYSON FIELD) | 120NG | FLORIDA NATIONAL GUARD | ARGUARD | 3311 Copter Road | United States | Florida | Escambia | Pensacola | 32514 | 0.85 | 0.82
659 | N00204-SF | SAUFLEY FIELD | N00204 | NAS PENSACOLA FL | NAVACT | 6200 Saufley Field Road | United States | Florida | Escambia | Pensacola | 32526 | 0.85 | 0.82
675 | N60508-AF | NOLF SITE 8 | N60508 | WHITING FIELD NAVAL AIR STATION | NAVACT | 5845 Frank Reeder Road | United States | Florida | Escambia | Pensacola | 32526 | 0.85 | 0.82
170770 | 12A70 | PALM COAST FLAGER COUNTY | 120NG | FLORIDA NATIONAL GUARD | ARGUARD |  | United States | Florida | Flagler | Palm Coast | 32164 | 0.85 | 0.83
191560 | 12F07 | FLAGLER COUNTY PALM COAST LEASE | 120NG | FLORIDA NATIONAL GUARD | ARGUARD |  | United States | Florida | Flagler | Palm Coast | 32164 | 0.85 | 0.83
1386 | ALYE0001 | APALACHICOLA RADIO RELAY ANNEX SITE # 1 | XLWU | TYNDALL AFB | AFACT | 415 Auxiliary Airport Road (CR-202) | United States | Florida | Franklin | Apalachicola | 32320 | 0.85 | 0.83
1564 | DDKP0001 | CARRABELLE MISSILE TRACKING ANNEX SITE # 1 | XLWU | TYNDALL AFB | AFACT | 830 Marine Street | United States | Florida | Franklin | Carrabelle | 32322 | 0.85 | 0.83
3310 | WBPA0001 | ST GEORGE MISSILE TRACKING ANNEX SITE # 1 | XLWU | TYNDALL AFB | AFACT | Pine Avenue | United States | Florida | Franklin | Eastpoint | 32328 | 0.85 | 0.83
6915 | 12C15 | QUINCY READINESS CENTER | 120NG | FLORIDA NATIONAL GUARD | ARGUARD | 2049 Pat thomas Parkway | United States | Florida | Gadsden | Quincy | 32351 | 0.85 | 0.83
1561 | DBZT0001 | CAPE SAN BLAS MISSILE TRACKING ANNEX D-3 SITE # 1 | FTFA | EGLIN AFB | AFACT | 501 Ponce De Leon Street | United States | Florida | Gulf | Port St Joe | 32456 | 0.85 | 0.83
7812 | 12C80 | WAUCHULA READINESS CENTER | 120NG | FLORIDA NATIONAL GUARD | ARGUARD | 1600 Glen Flora Avenue | United States | Florida | Hardee | Wauchula | 33873 | 0.85 | 0.83
184666 | 710282 | 505 W HICKPOCHEE AVE UNIT 500 LABELLE | 82387 | JOINT RECRUITING PROGRAM | USACE | 505 W Hickpochee Avenue, Unit 500 | United States | Florida | Hendry | La Belle | 33935 | 0.85 | 0.83
182887 | 800205 | 13291 CHAMBORD STREET BROOKSVILLE | 82387 | JOINT RECRUITING PROGRAM | USACE | 13291 Chambord Street | United States | Florida | Hernando | Brooksville | 34613 | 0.85 | 0.82
4158 | 12A43 | BROOKSVILLE RC, AASF#2, C23 | 120NG | FLORIDA NATIONAL GUARD | ARGUARD | 16386 Spring Hill Drive | United States | Florida | Hernando | Spring Hill | 34609 | 0.85 | 0.83
1411 | ASPQ0001 | ARBUCKLE AIRFIELD SITE # 1 | QSEU | MOODY AIR FORCE BASE | AFACT | 29 South Boulevard | United States | Florida | Highlands | Avon Park | 33825 | 0.85 | 0.83
1412 | ASPR0001 | AVONPARKAFRANGE SITE # 1 | QSEU | MOODY AIR FORCE BASE | AFACT | 29 South Boulevard | United States | Florida | Highlands | Avon Park | 33825 | 0.85 | 0.83
3903 | 12A15 | AVON PARK READINESS CENTER | 120NG | FLORIDA NATIONAL GUARD | ARGUARD | 2500 US Highway 27 South | United States | Florida | Highlands | Avon Park | 33825 | 0.85 | 0.83
185197 | 82387-13140 | US HWY 27 N SEBRING | 82387 | JOINT RECRUITING PROGRAM | USACE | 901 US Highway 27 North, Lakeshore Mall Suite 21 | United States | Florida | Highlands | Sebring | 33870 | 0.85 | 0.83
191699 | 824196 | 3750 US HIGHWAY 27 NORTH SEBRING | 82387 | JOINT RECRUITING PROGRAM | USACE | 3750 US Highway 27 North | United States | Florida | Highlands | Sebring | 33870 | 0.85 | 0.83
170208 | BRDM0001 | BRANDON MEDICAL ANNEX | NVZR | MACDILL AFB | AFACT |  | United States | Florida | Hillsborough | Brandon | 33511 | 0.89 | 0.87
170240 | 12D18 | BRANDON STORE FRONT LEASE | 120NG | FLORIDA NATIONAL GUARD | ARGUARD |  | United States | Florida | Hillsborough | Brandon | 33511 | 0.89 | 0.87
190018 | BRRC0001 | BRANDON RESOURCE CENTER ANNEX | NVZR | MACDILL AFB | AFACT |  | United States | Florida | Hillsborough | Brandon | 33511 | 0.89 | 0.87
183751 | 82387-13202 | W BRANDON BLVD BRANDON | 82387 | JOINT RECRUITING PROGRAM | USACE | 761-767 West Brandon Boulevard (761, 763, 765, 767) | United States | Florida | Hillsborough | Brandon | 33511 | 0.89 | 0.87
182531 | 82387-13191 | W ALEXANDER ST PLANT CITY | 82387 | JOINT RECRUITING PROGRAM | USACE | 210 West Alexander Street, Lake Walden Square | United States | Florida | Hillsborough | Plant City | 33564 | 0.89 | 0.87
191487 | 823850 | 2803 JIM REDMAN ROAD PLANT CITY | 82387 | JOINT RECRUITING PROGRAM | USACE | 2803 James Redman Road | United States | Florida | Hillsborough | Plant City | 33566 | 0.89 | 0.87
6819 | 12C10 | PLANT CITY READINESS CENTER | 120NG | FLORIDA NATIONAL GUARD | ARGUARD | 4004 North Airport Road | United States | Florida | Hillsborough | Plant City | 33567 | 0.89 | 0.87
191461 | N61007-TS | TAMPA SPAWAR SITE | N61007 | NAVAL SUPPORT ACTIVITY ORLANDO | NAVACT | 5690 W Cypress St | United States | Florida | Hillsborough | Tampa | 29419 | 0.89 | 0.87
615 | N61007-TA | NAVOPSPTCEN TAMPA | N61007 | NAVAL SUPPORT ACTIVITY ORLANDO | NAVACT | 1325 East York Street | United States | Florida | Hillsborough | Tampa | 33602 | 0.89 | 0.87
7501 | 12C55 | TAMPA READINESS CENTER | 120NG | FLORIDA NATIONAL GUARD | ARGUARD | 1145 State RD 570L/Q | United States | Florida | Hillsborough | Tampa | 33606 | 0.89 | 0.87
188487 | 820310 | 205 SOUTH HOOVER ST TAMPA | 11533 | US ARMY ENGINEER DISTRICT, MOBILE | USACE | 205 South Hoover St | United States | Florida | Hillsborough | Tampa | 33609 | 0.89 | 0.87
110 | M68479-0008 | TAMPA FL MCRC | M68479 | HDQTRS 4TH MARDIV NEW ORLEANS | MCRES | 5121 West Gandy Boulevard | United States | Florida | Hillsborough | Tampa | 33611 | 0.89 | 0.87
610 | N61007-TR | NAVOPSPTCEN TAMPA-RATTLESNAKE | N61007 | NAVAL SUPPORT ACTIVITY ORLANDO | NAVACT | 5178 West Tyson Avenue | United States | Florida | Hillsborough | Tampa | 33611 | 0.89 | 0.87
6939 | 12419 | RATTLESNAKE PT USARC/AMSA #51 | 01530 | 81ST RRC - ALABAMA | ARRES | 5201 West Tyson Avenue | United States | Florida | Hillsborough | Tampa | 33611 | 0.89 | 0.87
183108 | 82387-12794 | S DALE MABRY HWY TAMPA | 82387 | JOINT RECRUITING PROGRAM | USACE | 4047 South Dale Mabry Highway, South Dale Plaza | United States | Florida | Hillsborough | Tampa | 33611 | 0.89 | 0.87
183110 | 82387-11684 | E FLETCHER AVE TAMPA | 82387 | JOINT RECRUITING PROGRAM | USACE | 3500 E Fletcher Avenue, Suites 322(AF) & 226(NAVY) | United States | Florida | Hillsborough | Tampa | 33613 | 0.89 | 0.87
4198 | 12415 | C. LOVEJOY USARC/AMSA #53(G) | 01530 | 81ST RRC - ALABAMA | ARRES | 4815 North Hubert Avenue | United States | Florida | Hillsborough | Tampa | 33614 | 0.89 | 0.87
170301 | 12D15 | TEMPLE TERRACE STOREFRONT LEASE | 120NG | FLORIDA NATIONAL GUARD | ARGUARD | 10630 North 56th Street | United States | Florida | Hillsborough | Tampa | 33617 | 0.89 | 0.87
183107 | 800243 | 4014 GUNN HIGHWAY TAMPA | 82387 | JOINT RECRUITING PROGRAM | USACE | 4014 Gunn Highway | United States | Florida | Hillsborough | Tampa | 33618 | 0.89 | 0.87
183115 | 82387-13209 | W BUSCH BVD TAMPA | 82387 | JOINT RECRUITING PROGRAM | USACE | 2901 West Busch Boulevard, Suites 103 & 110 | United States | Florida | Hillsborough | Tampa | 33618 | 0.89 | 0.87
190346 | 702856 | 3350 BUSCHWOOD PARK TAMPA | 82387 | JOINT RECRUITING PROGRAM | USACE | 3350 Buschwood Park, Suite 140 | United States | Florida | Hillsborough | Tampa | 33618 | 0.89 | 0.87
188665 | 820791 | 12512 SPARKLEBERRY ROAD TAMPA | 70132 | INDEPENDENT DUTY HOUSING PROGRAM | USACE | 12512 Sparkleberry Road | United States | Florida | Hillsborough | Tampa | 33626 | 0.89 | 0.87
190838 | 823156 | 6201 JOHNS ROAD TAMPA | 82387 | JOINT RECRUITING PROGRAM | USACE | 6201 Johns Road | United States | Florida | Hillsborough | Tampa | 33634 | 0.89 | 0.87
183114 | 82387-11095 | 6800 NORTH DALE MABRY TAMPA | 82387 | JOINT RECRUITING PROGRAM | USACE | 6800 North Dale Mabry Highway, North Park Center | United States | Florida | Hillsborough | Tampa | 33634 | 0.89 | 0.87
188848 | 820863 | 6512 MARINA POINT VILLAGE COURT TAMPA | 37225 | FORT BRAGG | ARACT | 6512 Marina Pointe Village Court | United States | Florida | Hillsborough | Tampa | 33635 | 0.89 | 0.87
188849 | 820862 | 6526 MARINA POINT VILLAGE COURT TAMPA | 37225 | FORT BRAGG | ARACT | 6526 Marina Pointe Village Court | United States | Florida | Hillsborough | Tampa | 33635 | 0.89 | 0.87
188850 | 820866 | 6601 CAMDEN BAY DRIVE TAMPA | 37225 | FORT BRAGG | ARACT | 6601 Camden Bay Drive | United States | Florida | Hillsborough | Tampa | 33635 | 0.89 | 0.87
188854 | 820865 | 6649 MARINA POINT VILLAGE COURT TAMPA | 37225 | FORT BRAGG | ARACT | 6649 Marina Pointe Village Court | United States | Florida | Hillsborough | Tampa | 33635 | 0.89 | 0.87
189825 | 821954 | 20334 HERITAGE POINT DR TAMPA | 70132 | INDEPENDENT DUTY HOUSING PROGRAM | USACE | 20334 Heritage Point Drive | United States | Florida | Hillsborough | Tampa | 33647 | 0.89 | 0.87
184313 | 82387-12527 | NORTH 56TH ST TEMPLE TERRACE | 82387 | JOINT RECRUITING PROGRAM | USACE | 10672 & 10682-10686 North 56th Street | United States | Florida | Hillsborough | Temple Terrace | 33617 | 0.89 | 0.87
2521 | NVZR0001 | MACDILLAFB SITE # 1 | NVZR | MACDILLAFB | AFACT | 6901 South Dale Mabry Highway | United States | Florida | Hillsborough | Unknown | 33621 | 0.89 | 0.87
4090 | 12A35 | BONIFAY READINESS CENTER | 120NG | FLORIDA NATIONAL GUARD | ARGUARD | 308 West North Street | United States | Florida | Holmes | Bonifay | 32425 | 0.85 | 0.83
184314 | 82387-10385 | 17TH ST VERO BEACH | 82387 | JOINT RECRUITING PROGRAM | USACE | 949 17th Street, Causeway Plaza | United States | Florida | Indian River | Vero Beach | 32960 | 0.85 | 0.83
187871 | 810072 | 2156 KINGS HWY (58TH AVE) VERO BEACH | 82387 | JOINT RECRUITING PROGRAM | USACE | 2156 Kings Highway | United States | Florida | Indian River | Vero Beach | 32966 | 0.85 | 0.83
3308 | WABK0001 | WABASSO MICROWAVE RELAY ANNEX SITE # 1 | SXHT | PATRICK | AFACT | 8275 106th Avenue | United States | Florida | Indian River | Vero Beach | 32967 | 0.85 | 0.83
188404 | 820260 | MALONE | 01252 | FORT RUCKER | ARACT |  | United States | Florida | Jackson | Malone | 32445 | 0.85 | 0.83
6069 | 12B60 | MARIANNA READINESS CENTER | 120NG | FLORIDA NATIONAL GUARD | ARGUARD | 3645 US Highway 90 West | United States | Florida | Jackson | Marianna | 32446 | 0.85 | 0.83
183245 | 18081-10344 | FT RUCKER MARIANNA | 18081 | ARMY MISSION SUPPORT | USACE | Ft Rucker | United States | Florida | Jackson | Marianna | 32446 | 0.85 | 0.83
186399 | 801156 | WESTSIDE PLAZA DRIVE MARIANNA | 82387 | JOINT RECRUITING PROGRAM | USACE |  | United States | Florida | Jackson | Marianna | 32448 | 0.85 | 0.83
183779 | 82387-13238 | W HIGHWAY 50 CLERMONT | 82387 | JOINT RECRUITING PROGRAM | USACE | 990 West Highway 50, Suite 4 | United States | Florida | Lake | Clermont | 34711 | 0.85 | 0.83
4892 | 12A85 | EUSTIS READINESS CENTER | 120NG | FLORIDA NATIONAL GUARD | ARGUARD | 605 South Bay Street | United States | Florida | Lake | Eustis | 32726 | 0.85 | 0.83
5857 | 12B50 | LEESBURG READINESS CENTER | 120NG | FLORIDA NATIONAL GUARD | ARGUARD | 400 West Meadow Street | United States | Florida | Lake | Leesburg | 34748 | 0.85 | 0.83
183566 | 82387-13283 | W NORTH BLVD LEESBURG | 82387 | JOINT RECRUITING PROGRAM | USACE | 1107 West North Boulevard, Leesburg Marketplace | United States | Florida | Lake | Leesburg | 34748 | 0.85 | 0.83
334 | N61007-BD | OKAHUMPKA FL | N61007 | NAVAL SUPPORT ACTIVITY ORLANDO | NAVACT | 27744 Bugg Spring Road | United States | Florida | Lake | Okahumpka | 34762 | 0.85 | 0.83
7511 | 12C61 | TAVARES, FMS #5 | 120NG | FLORIDA NATIONAL GUARD | ARGUARD | 12450 Beech Daly Road | United States | Florida | Lake | Tavares | 32778 | 0.85 | 0.83
191363 | 12286 | STAFF SERGEANT MARC A. SCIALDO U.S. ARMY RESERVE CENTER | 01530 | 81ST RRC - ALABAMA | ARRES |  | United States | Florida | Lee | Cape Coral | 33909 | 0.85 | 0.83
186128 | 82387-12795 | S DEL PRADO BLVD CAPE CORAL | 82387 | JOINT RECRUITING PROGRAM | USACE | 2314 South Del Pardo Boulevard, Unit 2 | United States | Florida | Lee | Cape Coral | 33990 | 0.85 | 0.83
185997 | 801038 | SW PINE ISLAND ROAD CAPE CORAL | 82387 | JOINT RECRUITING PROGRAM | USACE | 1242 SW Pine Coral Road | United States | Florida | Lee | Cape Coral | 33991 | 0.85 | 0.83
189295 | 821378 | 71 MID CAPE TERRACE CAPE CORAL | 01530 | 81ST RRC - ALABAMA | ARRES | 71 Mid Cape Terrace | United States | Florida | Lee | Cape Coral | 33991 | 0.85 | 0.83
190235 | 12503 | CAPE CORAL USARC | 01530 | 81ST RRC - ALABAMA | ARRES |  | United States | Florida | Lee | Cape Coral | 33991 | 0.85 | 0.83
190663 | 822164 | 4470 FOWLER STREET FORT MYERS | 82387 | JOINT RECRUITING PROGRAM | USACE | 4470 Fowler Street | United States | Florida | Lee | Ft Myers | 33901 | 0.85 | 0.83
5037 | 12A95 | FORT MYERS READINESS CENTER | 120NG | FLORIDA NATIONAL GUARD | ARGUARD | 3405 Marion Street | United States | Florida | Lee | Ft Myers | 33916 | 0.85 | 0.83
5038 | 1282A | FORT MYERS USARC | 01530 | 81ST RRC - ALABAMA | ARRES | 1717 Corbett Road, Cape Coral | United States | Florida | Lee | North Fort Myers | 33919 | 0.85 | 0.83
190487 | 822920 | 1584 GOVERNORS SQUARE BLVD TALLAHASSEE | 82387 | JOINT RECRUITING PROGRAM | USACE | 1584 Governors Square Boulevard | United States | Florida | Leon | Tallahassee | 32301 | 0.85 | 0.83
182514 | 82387-11393 | 2700 BLAIR STONE RD TALLAHASSEE | 82387 | JOINT RECRUITING PROGRAM | USACE | 2700 Blair Stone Road | United States | Florida | Leon | Tallahassee | 32301 | 0.85 | 0.83
187123 | 801163 | WILDLIFE TRAIL TALLAHASSEE | 70132 | INDEPENDENT DUTY HOUSING PROGRAM | USACE | Wildlife Trail | United States | Florida | Leon | Tallahassee | 32303 | 0.85 | 0.83
191319 | 823870 | 2101 FAULK DRIVE TALLAHASSEE | 70132 | INDEPENDENT DUTY HOUSING PROGRAM | USACE | 2101 Faulk Drive | United States | Florida | Leon | Tallahassee | 32303 | 0.85 | 0.83
7489 | 12575 | T. WHIDDEN USARC/AMSA #52 (G) | 01530 | 81ST RRC - ALABAMA | ARRES | 222 Ausley Road | United States | Florida | Leon | Tallahassee | 32304 | 0.85 | 0.83
182512 | 82387-13294 | W PENSACOLA ST TALLAHASSEE | 82387 | JOINT RECRUITING PROGRAM | USACE | 2020 West Pensacola Stret, Westwood Shopping Center | United States | Florida | Leon | Tallahassee | 32304 | 0.85 | 0.83
190238 | 12850 | TALLAHASSEE USARC | 01530 | 81ST RRC - ALABAMA | ARRES |  | United States | Florida | Leon | Tallahassee | 32304 | 0.85 | 0.83
190296 | 822607 | 1620 OSPREY POINTE DR. | 70132 | INDEPENDENT DUTY HOUSING PROGRAM | USACE | 1620 Osprey Pointe Drive | United States | Florida | Leon | Tallahassee | 32308 | 0.85 | 0.83
614 | N61008-TA | NOSC-MCRC TALLAHASSEE | N61008 | NAVAL SUPPORT ACTY PANAMA CITY | NAVACT | 2910 Roberts Avenue | United States | Florida | Leon | Tallahassee | 32310 | 0.85 | 0.83
7499 | 12C50 | TALLAHASSEE READINESS CENTER | 120NG | FLORIDA NATIONAL GUARD | ARGUARD | 106 Ardmore Avenue | United States | Florida | Leon | Tallahassee | 32311 | 0.85 | 0.83
188331 | 820340 | 4905 LAKE PARK DR TALLAHASSEE | 70132 | INDEPENDENT DUTY HOUSING PROGRAM | USACE | 4905 Lake Park Drive | United States | Florida | Leon | Tallahassee | 32311 | 0.85 | 0.83
190355 | 822368 | 3700 CAPITAL CIRCLE SE TALLAHASSEE | 70132 | INDEPENDENT DUTY HOUSING PROGRAM | USACE | 3700 Capital Circle SE | United States | Florida | Leon | Tallahassee | 32311 | 0.85 | 0.83
183126 | 800206 | 2202 N. YOUNG BLVD CHIEFLAND | 82387 | JOINT RECRUITING PROGRAM | USACE | 2202 North Young Boulevard | United States | Florida | Levy | Chiefland | 32626 | 0.85 | 0.83
3323 | WLTS0001 | SUMATRA MISSILE TRACKING ANNEX SITE # 1 | XLWU | TYNDALL AFB | AFACT | 114 Forest Road, NE | United States | Florida | Liberty | Unknown | 32335 | 0.85 | 0.83
183750 | 82387-10878 | 4403&4533 14TH ST W BRADENTON | 82387 | JOINT RECRUITING PROGRAM | USACE | 4403 & 4533 14th Street, Suites 433, 201 & 203 | United States | Florida | Manatee | Bradenton | 34207 | 0.85 | 0.83
4115 | 12A40 | BRADENTON READINESS CENTER | 120NG | FLORIDA NATIONAL GUARD | ARGUARD | 2100 13th Avenue East | United States | Florida | Manatee | Bradenton | 34208 | 0.85 | 0.83
6690 | 12B90 | PALMETTO READINESS CENTER | 120NG | FLORIDA NATIONAL GUARD | ARGUARD | 1107 14th Avenue West | United States | Florida | Manatee | Palmetto | 34221 | 0.85 | 0.83
189967 | 822064 | 3034 RIVER WOODS PARRISH | 70132 | INDEPENDENT DUTY HOUSING PROGRAM | USACE | 3034 River Woods Drive | United States | Florida | Manatee | Parrish | 34219 | 0.85 | 0.83
185240 | 82387-11755 | E SILVER SPRING OCALA | 82387 | JOINT RECRUITING PROGRAM | USACE | 1515 East Silver Spring Boulevard, Suite 126 | United States | Florida | Marion | Ocala | 34470 | 0.85 | 0.83
6595 | 12465 | OCALA USARC | 01530 | 81ST RRC - ALABAMA | ARRES | 2803 Southeast 36th Avenue | United States | Florida | Marion | Ocala | 34471 | 0.85 | 0.83
185242 | 82387-11756 | E SILVER SPRING OCALA 1 | 82387 | JOINT RECRUITING PROGRAM | USACE | 2023 East Silver Spring Boulevard, Suites 303A-D | United States | Florida | Marion | Ocala | 34471 | 0.85 | 0.83
191338 | 823876 | 3487 SW 131 PLACE ROAD OCALA | 70132 | INDEPENDENT DUTY HOUSING PROGRAM | USACE | 3487 SW 131 Place Road | United States | Florida | Marion | Ocala | 34473 | 0.85 | 0.83
6594 | 12B75 | OCALA READINESS CENTER | 120NG | FLORIDA NATIONAL GUARD | ARGUARD | 3001 Southwest College Road | United States | Florida | Marion | Ocala | 34474 | 0.85 | 0.83
185241 | 710281 | 2423 SW 27TH AVENUE OCALA | 82387 | JOINT RECRUITING PROGRAM | USACE | 2423 Southwest 27th Avenue | United States | Florida | Marion | Ocala | 34474 | 0.85 | 0.83
807 | N00207-IA | PINECASTLE E.W. RANGE | N00207 | NAS JACKSONVILLE FL | NAVACT | 18400 NFS 524 Road | United States | Florida | Marion | Pinecastle | 32702 | 0.85 | 0.83
191764 | N00207-IB | PINECASTLE CENTROID | N00207 | NAS JACKSONVILLE FL | NAVACT |  | United States | Florida | Marion | Pinecastle | 32702 | 0.85 | 0.83
2310 | JJAE0001 | JONATHAN DICKINSON MISSILE TRACKING ANX SITE # 1 | SXHT | PATRICK | AFACT | 18205 Southeast County Line Road | United States | Florida | Martin | Hobe Sound | 33469 | 0.85 | 0.83
3133 | STBH0001 | STUART MICROWAVE RELAY ANNEX SITE # 1 | SXHT | PATRICK | AFACT | 1 Southwest Federal Highway | United States | Florida | Martin | Jensen Beach | 32957 | 0.85 | 0.83
183984 | 82387-12567 | NW FEDERAL HWY STUART | 82387 | JOINT RECRUITING PROGRAM | USACE | 2769 Northwest Federal Highway, Miracle Plaza | United States | Florida | Martin | Stuart | 34994 | 0.85 | 0.83
183983 | 82387-13357 | WEDGEWOOD PLZ STUART | 82387 | JOINT RECRUITING PROGRAM | USACE | 3436 Southeast Federal Highway, Wedgewood Plaza Suite 140 | United States | Florida | Martin | Stuart | 34997 | 0.85 | 0.83
188755 | 820817 | 3501 GRANADA BLVD CORAL GABLES | 1281A | US ARMY GARRISON MIAMI | ARACT | 3501 Granada Boulevard | United States | Florida | Miami-Dade | Coral Gables | 33134 | 0.89 | 0.86
190712 | 822455 | 8535 SW 208TH LANE CUTLER RIDGE | 70132 | INDEPENDENT DUTY HOUSING PROGRAM | USACE | 8535 SW 208th Lane | United States | Florida | Miami-Dade | Cutler Ridge | 33189 | 0.89 | 0.86
3591 | 12150 | HMO3 (SNAKE CREEK TS) | 120NG | FLORIDA NATIONAL GUARD | ARGUARD | 3200 E 2nd Avenue | United States | Florida | Miami-Dade | Hialeah | 33012 | 0.89 | 0.86
184990 | 82387-13174 | W 18TH AVE HIALEAH | 82387 | JOINT RECRUITING PROGRAM | USACE | 3520 West 18th Avenue, Suites 130, 133, 135 & 140 | United States | Florida | Miami-Dade | Hialeah | 33012 | 0.89 | 0.86
191649 | 824202 | 4556 W. 4TH AVENUE HIALEAH | 82387 | JOINT RECRUITING PROGRAM | USACE | 4556 W. 4th Avenue | United States | Florida | Miami-Dade | Hialeah | 33012 | 0.89 | 0.86
946 | N00213-MI | NAVOPSPTCEN MIAMI FL | N00213 | NAS KEY WEST FL | NAVACT | 18650 Northwest 62nd Avenue | United States | Florida | Miami-Dade | Hialeah | 33015 | 0.89 | 0.86
184485 | 18081-10602 | SEC 28 HOMESTEAD | 18081 | ARMY MISSION SUPPORT | USACE | SEC 28 T58S R38E ADJ HWY 27 | United States | Florida | Miami-Dade | Homestead | 33030 | 0.89 | 0.86
6463 | 12155 | HOMESTEAD ARS | 120NG | FLORIDA NATIONAL GUARD | ARGUARD | 1000 West Palm Drive | United States | Florida | Miami-Dade | Homestead | 33034 | 0.91 | 0.88
2354 | KYJL0001 | HOMESTEAD AIR FORCE BASE SITE # 1 | KYJM | HOMESTEAD AIR RESERVE BASE | AFRES | 29050 Coral Sea Boulevard | United States | Florida | Miami-Dade | Homestead | 33039 | 0.91 | 0.88
2355 | KYJM0001 | HOMESTEAD ARB SITE # 1 | KYJM | HOMESTEAD AIR RESERVE BASE | AFRES | 29050 Coral Sea Boulevard | United States | Florida | Miami-Dade | Homestead | 33039 | 0.91 | 0.88
191446 | 12075 | SOCSOUTH HQ | 1281A | US ARMY GARRISON MIAMI | ARACT | 29401 Southwest 125th Avenue | United States | Florida | Miami-Dade | Homestead | 33039 | 0.91 | 0.88
189254 | 820191 | 8224 MILLS DRIVE KENDALL | 82387 | JOINT RECRUITING PROGRAM | USACE | 8224 Mills Drive | United States | Florida | Miami-Dade | Kendall | 33183 | 0.89 | 0.86
188649 | 820434 | 11500 NW 50TH TR MEDLEY | 70132 | INDEPENDENT DUTY HOUSING PROGRAM | USACE | 11500 NW 50th Terrace | United States | Florida | Miami-Dade | Medley | 33178 | 0.89 | 0.86
189011 | 820528 | 10739 NW 81ST LANE MEDLEY | 11533 | US ARMY ENGINEER DISTRICT, MOBILE | USACE | 10739 NW 81st Lane | United States | Florida | Miami-Dade | Medley | 33178 | 0.89 | 0.86
188604 | 810142 | 16359 NW 67TH AVENUE MIAMI LAKES | 82387 | JOINT RECRUITING PROGRAM | USACE | 16359 Northwest 67th Avenue | United States | Florida | Miami-Dade | Miami Lakes | 33139 | 0.89 | 0.86
184169 | 18081-10305 | DADE COUNTY MIAMI | 18081 | ARMY MISSION SUPPORT | USACE | Dade County | United States | Florida | Miami-Dade | Miami-Dade | 33010 | 0.89 | 0.86
184178 | 18081-10415 | MIAMI PARK MIAMI | 18081 | ARMY MISSION SUPPORT | USACE | Miami Park | United States | Florida | Miami-Dade | Miami-Dade | 33010 | 0.89 | 0.86
184162 | 82387-12555 | NW 186TH ST MIAMI | 82387 | JOINT RECRUITING PROGRAM | USACE | 8547 Northwest 186th Street, Garden Square | United States | Florida | Miami-Dade | Miami-Dade | 33015 | 0.89 | 0.86
184172 | 82387-12557 | NW 37TH AVE MIAMI | 82387 | JOINT RECRUITING PROGRAM | USACE | 827 Northwest 37th Avenue, Capital Square | United States | Florida | Miami-Dade | Miami-Dade | 33125 | 0.89 | 0.86
6179 | 12B65 | MIAMI READINESS CENTER | 120NG | FLORIDA NATIONAL GUARD | ARGUARD | 700 Northwest 28th Street | United States | Florida | Miami-Dade | Miami-Dade | 33127 | 0.89 | 0.86
184180 | 82387-11391 | BISCAYNE BLVD MIAMI | 82387 | JOINT RECRUITING PROGRAM | USACE | 4300 Biscayne Boulevard, Suites 101-102 | United States | Florida | Miami-Dade | Miami-Dade | 33137 | 0.89 | 0.86
184163 | 800223 | 1450 NW 87TH AVE MIAMI | 82387 | JOINT RECRUITING PROGRAM | USACE | 1450 Northwest 87th Avenue | United States | Florida | Miami-Dade | Miami-Dade | 33143 | 0.89 | 0.86
184179 | 800226 | 8280 SW 40TH STREET | 82387 | JOINT RECRUITING PROGRAM | USACE | 8280 Southwest 40th Street | United States | Florida | Miami-Dade | Miami-Dade | 33155 | 0.89 | 0.86
184174 | 82387-12796 | S DIXIE HWY MIAMI | 82387 | JOINT RECRUITING PROGRAM | USACE | 18869-75 South Dixie Highway, Point Royale Shopping Center | United States | Florida | Miami-Dade | Miami-Dade | 33156 | 0.89 | 0.86
184170 | 711260 | 7789 NW 48TH STREET MIAMI | 66155 |  | USACE | 7789 Northwest 48th Street, Corporate Park of Miami | United States | Florida | Miami-Dade | Miami-Dade | 33166 | 0.89 | 0.86
185790 | 82387-12559 | NW 48TH ST MIAMI | 82387 | JOINT RECRUITING PROGRAM | USACE | 7785 Northwest 48th Street, Suite 275 | United States | Florida | Miami-Dade | Miami-Dade | 33166 | 0.89 | 0.86
190420 | 822165 | 760 NW 107TH AVENUE MIAMI | 82387 | JOINT RECRUITING PROGRAM | USACE | 760 Northwest 107th Avenue | United States | Florida | Miami-Dade | Miami-Dade | 33172 | 0.89 | 0.86
191386 | 12982 | US ARMY SOUTHERN COMMAND (USSOUTH HQ LEASE) | 1281A | US ARMY GARRISON MIAMI | ARACT | 9301 NW 33rd Street | United States | Florida | Miami-Dade | Miami-Dade | 33172 | 0.89 | 0.86
170270 | 12D35 | MIAMI | 120NG | FLORIDA NATIONAL GUARD | ARGUARD |  | United States | Florida | Miami-Dade | Miami-Dade | 33174 | 0.89 | 0.86
184165 | 800225 | 7444 SW 117TH STREET MIAMI | 82387 | JOINT RECRUITING PROGRAM | USACE | 7444 Southwest 117th Street | United States | Florida | Miami-Dade | Miami-Dade | 33183 | 0.89 | 0.86
187408 | 704394 | MILLS DR MIAMI | 82387 | JOINT RECRUITING PROGRAM | USACE | 8742 Mills Drive, Town & Country Center | United States | Florida | Miami-Dade | Miami-Dade | 33183 | 0.89 | 0.86
184181 | 800224 | 4001 SW 152ND AVE MIAMI | 82387 | JOINT RECRUITING PROGRAM | USACE | 4001 Southwest 152nd Avenue | United States | Florida | Miami-Dade | Miami-Dade | 33185 | 0.89 | 0.86
183128 | 800230 | 16391 NE 11TH AVE NORTH MIAMI BEACH | 82387 | JOINT RECRUITING PROGRAM | USACE | 16391 Northeast 11th Avenue | United States | Florida | Miami-Dade | North Miami Beach | 33162 | 0.89 | 0.86
3597 | 1272B | LTC LUIS E. MARTINEZ USARC | 01530 | 81ST RRC - ALABAMA | ARRES | 13601 Southwest 176th Street | United States | Florida | Miami-Dade | South Miami Heights | 33177 | 0.89 | 0.86
3569 | 12460 | COL FM WILLIAMS USARC/AMSA#47G | 01530 | 81ST RRC - ALABAMA | ARRES | 11700 Northwest 27th Avenue | United States | Florida | Miami-Dade | Unknown | 33167 | 0.89 | 0.86
3624 | 1281A | US ARMY GARRISON-MIAMI | 1281A | US ARMY GARRISON MIAMI | ARACT | USAG Miami | United States | Florida | Miami-Dade | Unknown | 33172 | 0.89 | 0.86
186690 | 800607 | 5278 NW 114TH AVENUE DORAL | 1281A | US ARMY GARRISON MIAMI | ARACT | 5278 Northwest 114th Avenue | United States | Florida | Miami-Dade | Unknown | 33178 | 0.89 | 0.86
188622 | 820757 | 10740 NW 83RD STREET DORAL | 1281A | US ARMY GARRISON MIAMI | ARACT | 10740 Northwest 83rd Street | United States | Florida | Miami-Dade | Unknown | 33178 | 0.89 | 0.86
188625 | 820652 | 10777 NW 84TH LANE DORAL | 1281A | US ARMY GARRISON MIAMI | ARACT | 10777 Northwest 84th Lane | United States | Florida | Miami-Dade | Unknown | 33178 | 0.89 | 0.86
188635 | 820815 | 11132 NW 84TH STREEL DORAL | 1281A | US ARMY GARRISON MIAMI | ARACT | 11132 Northwest 84th Street | United States | Florida | Miami-Dade | Unknown | 33178 | 0.89 | 0.86
188644 | 820814 | 11327 NW 58TH TERRACE DORAL | 1281A | US ARMY GARRISON MIAMI | ARACT | 11327 Northwest 58th Terrace | United States | Florida | Miami-Dade | Unknown | 33178 | 0.89 | 0.86
188804 | 820668 | 5235 NW 102ND CT DORAL | 1281A | US ARMY GARRISON MIAMI | ARACT | 5235 Northwest 102nd Court | United States | Florida | Miami-Dade | Unknown | 33178 | 0.89 | 0.86
188805 | 820763 | 5254 NW 114TH AVE DORAL | 1281A | US ARMY GARRISON MIAMI | ARACT | 5254 Northwest 114th Avenue | United States | Florida | Miami-Dade | Unknown | 33178 | 0.89 | 0.86
188807 | 820444 | 5262 NW 114TH AVENUE DORAL | 1281A | US ARMY GARRISON MIAMI | ARACT | 5518 Northwest 114th Avenue | United States | Florida | Miami-Dade | Unknown | 33178 | 0.89 | 0.86
188808 | 820798 | 5266 NW 114TH AVE DORAL | 1281A | US ARMY GARRISON MIAMI | ARACT | 5266 Northwest 114th Avenue | United States | Florida | Miami-Dade | Unknown | 33178 | 0.89 | 0.86
188816 | 820772 | 5300 NW 114TH AVE DORAL | 1281A | US ARMY GARRISON MIAMI | ARACT | 5300 Northwest 114th Avenue | United States | Florida | Miami-Dade | Unknown | 33178 | 0.89 | 0.86
188823 | 820630 | 5500 NW 114TH AVE DORAL | 1281A | US ARMY GARRISON MIAMI | ARACT | 5500 Northwest 114th Avenue | United States | Florida | Miami-Dade | Unknown | 33178 | 0.89 | 0.86
188827 | 820776 | 5512 NW 114TH AVE DORAL | 1281A | US ARMY GARRISON MIAMI | ARACT | 5512 Northweat 114th Avenue | United States | Florida | Miami-Dade | Unknown | 33178 | 0.89 | 0.86
188830 | 820813 | 5536 NW 114TH AVENUE DORAL | 1281A | US ARMY GARRISON MIAMI | ARACT | 5536 Northwest 114th Avenue | United States | Florida | Miami-Dade | Unknown | 33178 | 0.89 | 0.86
188832 | 820773 | 5584 NW 114TH AVE DORAL | 1281A | US ARMY GARRISON MIAMI | ARACT | 5584 Northwest 114th Avenue | United States | Florida | Miami-Dade | Unknown | 33178 | 0.89 | 0.86
188887 | 820764 | 8247 NW 108TH COURT DORAL | 1281A | US ARMY GARRISON MIAMI | ARACT | 8247 Northwest 108th Court | United States | Florida | Miami-Dade | Unknown | 33178 | 0.89 | 0.86
189012 | 820737 | 10739 NW 81ST LANE DORAL | 1281A | US ARMY GARRISON MIAMI | ARACT | 10739 Northwest 81st Lane | United States | Florida | Miami-Dade | Unknown | 33178 | 0.89 | 0.86
189235 | 820769 | 5288 NW 114TH AVE DORAL | 1281A | US ARMY GARRISON MIAMI | ARACT | 5288 Northwest 114th Avenue | United States | Florida | Miami-Dade | Unknown | 33178 | 0.89 | 0.86
190963 | 12576 | 5250 NW 114TH AVENUE DORAL | 1281A | US ARMY GARRISON MIAMI | ARACT | 5250 Northwest 114th Avenue | United States | Florida | Miami-Dade | Unknown | 33178 | 0.89 | 0.86
190964 | 12763 | 5284 NW 114TH AVE DORAL | 1281A | US ARMY GARRISON MIAMI | ARACT | 5284 Northwest 114th Avenue | United States | Florida | Miami-Dade | Unknown | 33178 | 0.89 | 0.86
190966 | 12940 | 10035 NW 44TH TERRACE DORAL | 1281A | US ARMY GARRISON MIAMI | ARACT | 10035 Northwest 44th Terrace | United States | Florida | Miami-Dade | Unknown | 33178 | 0.89 | 0.86
190967 | 12406 | 10405 NW 43RD TERRACE DORAL | 1281A | US ARMY GARRISON MIAMI | ARACT | 10405 Northwest 43rd Terrace | United States | Florida | Miami-Dade | Unknown | 33178 | 0.89 | 0.86
191037 | 821798 | 8355 NW 108 AVENUE DORAL | 1281A | US ARMY GARRISON MIAMI | ARACT | 8355 Northwest 108th Avenue | United States | Florida | Miami-Dade | Unknown | 33178 | 0.89 | 0.86
375 | N00213-BG | KEY WEST TCTS TOWER | N00213 | NAS KEY WEST FL | NAVACT | 1 Southard Street | United States | Florida | Monroe | Key West | 33040 | 0.93 | 0.9
376 | N00213-BH | KEY WEST MOLE PIER GATE | N00213 | NAS KEY WEST FL | NAVACT | 2 Southard Street | United States | Florida | Monroe | Key West | 33040 | 0.93 | 0.9
384 | N00213-CG | GEIGER KEY | N00213 | NAS KEY WEST FL | NAVACT | 8007 Overseas Highway | United States | Florida | Monroe | Key West | 33040 | 0.93 | 0.9
809 | N00213-BA | TRUMBO POINT ANNEX | N00213 | NAS KEY WEST FL | NAVACT | 501 Palm Avenue | United States | Florida | Monroe | Key West | 33040 | 0.93 | 0.9
810 | N00213-EB | MAINE MEMORIAL PLOT | N00213 | NAS KEY WEST FL | NAVACT | 714 Magnolia Road | United States | Florida | Monroe | Key West | 33040 | 0.93 | 0.9
961 | N00213-BE | NAVAL HOSPITAL | N00213 | NAS KEY WEST FL | NAVACT | 1331 South Roosevelt Boulevard | United States | Florida | Monroe | Key West | 33040 | 0.93 | 0.9
962 | N00213-BF | TRUMAN ANNEX | N00213 | NAS KEY WEST FL | NAVACT | 20 East Quay Road | United States | Florida | Monroe | Key West | 33040 | 0.93 | 0.9
963 | N00213-EA | OFF SHORE ISLAND | N00213 | NAS KEY WEST FL | NAVACT |  | United States | Florida | Monroe | Key West | 33040 | 0.93 | 0.9
964 | N00213-GA | DREDGERS KEY-SIGSBEE | N00213 | NAS KEY WEST FL | NAVACT | 3099 North Roosevelt Boulevard | United States | Florida | Monroe | Key West | 33040 | 0.93 | 0.9
965 | N00213-LA | FLEMING KEY MAGAZINE | N00213 | NAS KEY WEST FL | NAVACT | 300 Mustin Street | United States | Florida | Monroe | Key West | 33040 | 0.93 | 0.9
1167 | N00213-YA | SPLS AREA N OF FLEMING | N00213 | NAS KEY WEST FL | NAVACT | 804 Fleming Key Spoil Island Road | United States | Florida | Monroe | Key West | 33040 | 0.93 | 0.9
1171 | N00213-XA | PEARY COURT | N00213 | NAS KEY WEST FL | NAVACT | 599 White Street | United States | Florida | Monroe | Key West | 33040 | 0.93 | 0.9
7331 | 12291 | SPECIAL FORCES SITE KEY WEST | 37225 | FORT BRAGG | ARACT | North End of Mustin St (Fleming Key) | United States | Florida | Monroe | Key West | 33040 | 0.93 | 0.9
183069 | 800217 | 3100 FLAGLER AVENUE KEY WEST | 82387 | JOINT RECRUITING PROGRAM | USACE | 3100 Flagler Avenue | United States | Florida | Monroe | Key West | 33040 | 0.93 | 0.9
167 | N00213 | NAS KEY WEST FL | N00213 | NAS KEY WEST FL | NAVACT | 8000 Overseas Highway | United States | Florida | Monroe | Key West NAS | 33040 | 0.93 | 0.9
379 | N00213-CA | NAS KEY WEST 1 | N00213 | NAS KEY WEST FL | NAVACT | 8000 Overseas Highway | United States | Florida | Monroe | Key West NAS | 33040 | 0.93 | 0.9
510 | N00213-SB | TR SI SADDLEBUNCH KEYS | N00213 | NAS KEY WEST FL | NAVACT | 3205 Overseas Highway | United States | Florida | Monroe | Sugar Loaf Shores | 33040 | 0.93 | 0.9
1640 | EYDZ0001 | CUDJOE KEY AIR FORCE STATION SITE # 1 | AAWZ | ACC AMIC | AFACT | Blimp Road | United States | Florida | Monroe | Unknown | 33042 | 0.93 | 0.9
170090 | N60201-FB | FERNANDINA BEACH | N60201 | NAVSTA MAYPORT FL | NAVACT | 650 Airport Road | United States | Florida | Nassau | Fernandina Beach | 32034 | 0.85 | 0.83
188198 | N60201-SS | SMURFIT-STONE SITE | N60201 | NAVSTA MAYPORT FL | NAVACT |  | United States | Florida | Nassau | Fernandina Beach | 32034 | 0.85 | 0.83
191503 | 824016 | 474309 EAST STATE ROAD FERNANDINA BEACH | 82387 | JOINT RECRUITING PROGRAM | USACE | 474309 East State Road 200 | United States | Florida | Nassau | Fernandina Beach | 32034 | 0.85 | 0.83
185624 | 82387-12366 | N FERDON BLVD CRESTVIEW | 82387 | JOINT RECRUITING PROGRAM | USACE | 1094 North Ferdon Boulevard | United States | Florida | Okaloosa | Crestview | 32536 | 0.84 | 0.81
4589 | 12A60 | CRESTVIEW READINESS CENTER | 120NG | FLORIDA NATIONAL GUARD | ARGUARD | 1518 East James Lee Boulevard | United States | Florida | Okaloosa | Crestview | 32539 | 0.84 | 0.81
187415 | 801155 | EAST 4TH AVENUE CRESTVIEW | 82387 | JOINT RECRUITING PROGRAM | USACE | 101 4th Avenue East | United States | Florida | Okaloosa | Crestview | 32539 | 0.84 | 0.81
1691 | FTEP0001 | EGLIN AIR FORCE AUXILIARY FIELD #3 (DUKE FLD), SITE # 1 | FTFA | EGLIN AFB | AFACT | 501 West Deleon Street | United States | Florida | Okaloosa | Crestview | 32542 | 0.84 | 0.81
1595 | DWNX0001 | CLAUSEN MISSILE TRACKING ANNEX SITE # 1 | FTFA | EGLIN AFB | AFACT | 501 West Deleon Street | United States | Florida | Okaloosa | Destin | 32541 | 0.84 | 0.81
4711 | 12045 | DESTIN MORENO POINT | 13025 | FORT BENNING | ARACT | West of the Intersection of Benning Dr and Calhoun Ave | United States | Florida | Okaloosa | Destin | 32541 | 0.84 | 0.81
880 | N60508-EG | EGLIN AFB NAVY EOD AND JSF | N60508 | WHITING FIELD NAVAL AIR STATION | NAVACT | 304 McCarthy Avenue | United States | Florida | Okaloosa | Eglin AFB | 32542 | 0.84 | 0.81
1695 | FTFA0001 | EGLIN AFB SITE # 1 | FTFA | EGLIN AFB | AFACT | 501 West Deleon Street | United States | Florida | Okaloosa | Eglin AFB | 32542 | 0.84 | 0.81
4828 | 01H40 | EGLIN AFB FT WALTON BEACH | 010NG | ALABAMA NATIONAL GUARD | ARGUARD | 307 W Van Matre AVE | United States | Florida | Okaloosa | Eglin AFB | 32542 | 0.84 | 0.81
188133 | 12488 | FT WALTON | 120NG | FLORIDA NATIONAL GUARD | ARGUARD |  | United States | Florida | Okaloosa | Ft Walton Beach | 32548 | 0.84 | 0.81
188959 | 12B03 | EGLIN AB | 120NG | FLORIDA NATIONAL GUARD | ARGUARD |  | United States | Florida | Okaloosa | Ft Walton Beach | 32548 | 0.84 | 0.81
189320 | FTFA0002 | EGLIN AFB SITE #2 (SANTA ROSA ISLAND) | FTFA | EGLIN AFB | AFACT |  | United States | Florida | Okaloosa | Ft Walton Beach | 32548 | 0.84 | 0.81
189321 | FTFA0003 | EGLIN AFB SITE #3 (A5) | FTFA | EGLIN AFB | AFACT |  | United States | Florida | Okaloosa | Ft Walton Beach | 32548 | 0.84 | 0.81
189322 | FTFA0004 | EGLIN AFB SITE #4 (OKALOOSA ISLAND) | FTFA | EGLIN AFB | AFACT |  | United States | Florida | Okaloosa | Ft Walton Beach | 32548 | 0.84 | 0.81
183938 | 82387-13065 | THE MARKET PL FT WALTON BEACH | 82387 | JOINT RECRUITING PROGRAM | USACE | 251 Mary Esther Cutoff Northwest, The Market Place | United States | Florida | Okaloosa | Ft Walton Beach | 32548 | 0.84 | 0.81
1693 | FTEV0001 | HURLBURT FIELD SITE # 1 | FTEV | HURLBURT FIELD | AFACT | 100 North Bartley Street | United States | Florida | Okaloosa | Hurlburt Field | 32544 | 0.84 | 0.81
1692 | FTES0001 | EGLIN AIR FORCE AUXILIARY FIELD #6 SITE # 1 | FTFA | EGLIN AFB | AFACT | 501 West Deleon Street | United States | Florida | Okaloosa | Milton | 32570 | 0.84 | 0.81
189325 | 821478 | 1 ELEVENTH AVENUE SHALIMAR | 11533 | US ARMY ENGINEER DISTRICT, MOBILE | USACE | 1 11th Avenue, Sutie E-3 | United States | Florida | Okaloosa | Shalimar | 32579 | 0.84 | 0.81
189323 | FTFA0005 | EGLIN AFB SITE #5 (VALPARAISO) | FTFA | EGLIN AFB | AFACT |  | United States | Florida | Okaloosa | Valparaiso | 32580 | 0.84 | 0.81
188377 | 820343 | 821 VALLEYWAY DR APOPKA | 70132 | INDEPENDENT DUTY HOUSING PROGRAM | USACE | 821 Valleyway Drive | United States | Florida | Orange | Apopka | 32712 | 0.85 | 0.83
188471 | 820357 | 1427 FALCONWOOD CT APOPKA | 70132 | INDEPENDENT DUTY HOUSING PROGRAM | USACE | 1427 Falconwood Court | United States | Florida | Orange | Apopka | 32712 | 0.85 | 0.83
191206 | 823621 | 608 WEKIVA CREST APOPKA | 70132 | INDEPENDENT DUTY HOUSING PROGRAM | USACE | 608 Wekiva Crest Drive | United States | Florida | Orange | Apopka | 32712 | 0.85 | 0.83
2810 | QBKQ0001 | MESONET #1605 WEATHER ANNEX SITE # 1 | SXHT | PATRICK | AFACT | State Road 520 | United States | Florida | Orange | Christmas | 32709 | 0.85 | 0.83
2814 | QBKV0001 | MESONET #2008 WEATHER ANNEX SITE # 1 | SXHT | PATRICK | AFACT | 1 Taylor Creek Road | United States | Florida | Orange | Christmas | 32709 | 0.85 | 0.83
3188 | TSHA0001 | TOSOHATCHEE STATE PRESERVE ALDF SITE # 1 | SXHT | PATRICK | AFACT | 3365 Taylor Creek Road | United States | Florida | Orange | Christmas | 32709 | 0.85 | 0.83
2808 | QBKL0001 | MESONET #1500 WEATHER ANNEX SITE # 1 | SXHT | PATRICK | AFACT | 1 Cheney Highway | United States | Florida | Orange | Christmas | 32907 | 0.85 | 0.83
190109 | 821218 | SHADES OF GREEN | 18081 | ARMY MISSION SUPPORT | USACE |  | United States | Florida | Orange | Lake Buena Vista | 32830 | 0.85 | 0.83
188386 | 820348 | 927 HIRE CIRCLE OCOEE | 70132 | INDEPENDENT DUTY HOUSING PROGRAM | USACE | 927 Hire Circle | United States | Florida | Orange | Ocoee | 34761 | 0.85 | 0.83
191660 | 823899 | 8900 WEST COLONIAL DRIVE OCOEE | 82387 | JOINT RECRUITING PROGRAM | USACE |  | United States | Florida | Orange | Ocoee | 34761 | 0.85 | 0.83
190237 | 12577 | SANFORD USARC | 01530 | 81ST RRC - ALABAMA | ARRES |  | United States | Florida | Orange | Orlando | 32773 | 0.85 | 0.83
183788 | 18081-10212 | 80 N HUGHEY AVE ORLANDO | 18081 | ARMY MISSION SUPPORT | USACE | 80 North Hughey Avenue | United States | Florida | Orange | Orlando | 32801 | 0.85 | 0.83
6643 | 12475 | ORANGE COUNTY USARC | 01530 | 81ST RRC - ALABAMA | ARRES | 3701 Corrine Drive | United States | Florida | Orange | Orlando | 32803 | 0.85 | 0.83
170281 | 12D12 | ORLANDO STORE FRONT LEASE | 120NG | FLORIDA NATIONAL GUARD | ARGUARD |  | United States | Florida | Orange | Orlando | 32803 | 0.85 | 0.83
188103 | 810230 | 2921 EAST COLONIAL DR ORLANDO | 82387 | JOINT RECRUITING PROGRAM | USACE | 2921 East Colonial Drive | United States | Florida | Orange | Orlando | 32803 | 0.85 | 0.83
187705 | 82387-12170 | MAGUIRE BLVD ORLANDO | 82387 | JOINT RECRUITING PROGRAM | USACE | 3101 Maguire Boulevard, Suites 166 & 252 | United States | Florida | Orange | Orlando | 32803 | 0.85 | 0.83
6655 | 12B80 | ORLANDO READINESS CENTER | 120NG | FLORIDA NATIONAL GUARD | ARGUARD | 2809 South Ferncreek Avenue | United States | Florida | Orange | Orlando | 32806 | 0.85 | 0.83
189554 | 82387-13223 | W COLONIAL DR ORLANDO | 82387 | JOINT RECRUITING PROGRAM | USACE | 5600 West Colonial Drive, Suite 102 | United States | Florida | Orange | Orlando | 32808 | 0.85 | 0.83
185925 | 82387-12906 | SANDLAKE RD ORLANDO | 82387 | JOINT RECRUITING PROGRAM | USACE | 1650 Sandlake Road, Suite 113 | United States | Florida | Orange | Orlando | 32809 | 0.85 | 0.83
183784 | 01530-10031 | NAVAL TRAINING ORLANDO | 01530 | 81ST RRC - ALABAMA | ARRES | Naval Training Center Annex | United States | Florida | Orange | Orlando | 32814 | 0.85 | 0.83
191024 | 823079 | 3452 LAKE LYNDA DRIVE ORLANDO | 82387 | JOINT RECRUITING PROGRAM | USACE | 3452 Lake Lynda Drive | United States | Florida | Orange | Orlando | 32814 | 0.85 | 0.83
183783 | 800231 | 3100 ALAYAFA TRAIL ORLANDO | 82387 | JOINT RECRUITING PROGRAM | USACE | 3100 Alayafa Trail | United States | Florida | Orange | Orlando | 32817 | 0.85 | 0.83
191054 | 823279 | 10043 UNIVERSITY BLVD. ORLANDO | 82387 | JOINT RECRUITING PROGRAM | USACE | 10043 University Boulevard | United States | Florida | Orange | Orlando | 32817 | 0.85 | 0.83
183790 | 82387-12075 | JOHN YOUNG PKWY ORLANDO | 82387 | JOINT RECRUITING PROGRAM | USACE | 8439 South John Young Parkway, Sand Lake Corners | United States | Florida | Orange | Orlando | 32819 | 0.85 | 0.83
651 | N69175-DA | NTC ANNEX | N69175 | ORLANDO FL NTC CSO | NAVACT | 5886 South Semoran Boulevard | United States | Florida | Orange | Orlando | 32822 | 0.85 | 0.83
183785 | 800233 | 5796 HOFFNER AVE ORLANDO | 82387 | JOINT RECRUITING PROGRAM | USACE | 5796 Hoffner Avenue | United States | Florida | Orange | Orlando | 32822 | 0.85 | 0.83
183791 | 82387-11008 | 5886 S SEMORAN BLVD ORLANDO | 82387 | JOINT RECRUITING PROGRAM | USACE | 5886 South Semoran Boulevard, Airport Business Center | United States | Florida | Orange | Orlando | 32822 | 0.85 | 0.83
6129 | 12401 | COL MICHALE MCOY USARC | 01530 | 81ST RRC - ALABAMA | ARRES | 3682 Wiley Drive | United States | Florida | Orange | Orlando | 32824 | 0.85 | 0.83
183786 | 82387-12781 | S CHICKASAW TR ORLANDO | 82387 | JOINT RECRUITING PROGRAM | USACE | 519 South Chickasaw Trail, Rio Pinar Plaza | United States | Florida | Orange | Orlando | 32825 | 0.85 | 0.83
256 | N61007 | NAVAL SUPPORT ACTIVITY ORLANDO | N61007 | NAVAL SUPPORT ACTIVITY ORLANDO | NAVACT | 12350 Research Parkway | United States | Florida | Orange | Orlando | 32826 | 0.85 | 0.83
190020 | N61007-JH | MRTS LAB | N61007 | NAVAL SUPPORT ACTIVITY ORLANDO | NAVACT |  | United States | Florida | Orange | Orlando | 32826 | 0.85 | 0.83
449 | N69175-OR | ORLANDO | N69175 | ORLANDO FL NTC CSO | NAVACT | 9500OR Armed Forces Reserve Drive | United States | Florida | Orange | Orlando | 32827 | 0.85 | 0.83
1203 | N61007-CS | COMMISSARY SITE | N61007 | NAVAL SUPPORT ACTIVITY ORLANDO | NAVACT | 7151 Earhart Drive | United States | Florida | Orange | Orlando | 32827 | 0.85 | 0.83
4814 | 12220 | ECS #50 | 01530 | 81ST RRC - ALABAMA | ARRES | Bldg C, 3000 8th Street | United States | Florida | Orange | Orlando | 32827 | 0.85 | 0.83
6654 | 12212 | ORLANDO ASF 49 | 01530 | 81ST RRC - ALABAMA | ARRES | 8601 Ave B | United States | Florida | Orange | Orlando | 32827 | 0.85 | 0.83
6656 | 1267Q | ORLANDO, NAVAL TRAINING CENTER | 120NG | FLORIDA NATIONAL GUARD | ARGUARD | 8385 Daetwyler Drive | United States | Florida | Orange | Orlando | 32827 | 0.85 | 0.83
7495 | 12476 | TAFT USARC | 01530 | 81ST RRC - ALABAMA | ARRES | 2800 Dowden Road | United States | Florida | Orange | Orlando | 32827 | 0.85 | 0.83
191096 | 823522 | 14954 FABERGE DR ORLANDO | 70132 | INDEPENDENT DUTY HOUSING PROGRAM | USACE | 14954 Faberge Drive | United States | Florida | Orange | Orlando | 32828 | 0.85 | 0.83
191227 | 823627 | 9484 TAWNYBERRY STREET ORLANDO | 70132 | INDEPENDENT DUTY HOUSING PROGRAM | USACE | 9484 Tawnyberry Street | United States | Florida | Orange | Orlando | 32832 | 0.85 | 0.83
611 | N61007-RC | NAVOPSPTCEN ORLANDO | N61007 | NAVAL SUPPORT ACTIVITY ORLANDO | NAVACT | 9500 Armed Forces Reserve Drive | United States | Florida | Orange | Orlando | 32875 | 0.85 | 0.83
2816 | QBKX0001 | MESONET #2202 WEATHER ANNEX SITE # 1 | SXHT | PATRICK | AFACT | 520 State Road | United States | Florida | Orange | Unknown | 32831 | 0.85 | 0.83
184665 | 800218 | 1327 EAST OSCEOLA PKWY KISSIMMEE | 82387 | JOINT RECRUITING PROGRAM | USACE | 1327 East Osceola Parkway | United States | Florida | Osceola | Kissimmee | 34744 | 0.85 | 0.83
184664 | 800219 | 859 CYPRESS PARKWAY KISSIMMEE | 82387 | JOINT RECRUITING PROGRAM | USACE | 859 Cypress Parkway | United States | Florida | Osceola | Kissimmee | 34759 | 0.85 | 0.83
169887 | DSTR0001 | DESERET ALDF 1 | SXHT | PATRICK | AFACT | 13574 Deseret Lane | United States | Florida | Osceola | St. Cloud |  | 0.85 | 0.83
190875 | 823258 | 5366 S 214TH COURT BOCA RATON | 70132 | INDEPENDENT DUTY HOUSING PROGRAM | USACE | 5366 214th Court South | United States | Florida | Palm Beach | Boca Raton | 33486 | 0.89 | 0.86
185158 | 82387-12921 | SE 6TH AVE DELRAY BEACH | 82387 | JOINT RECRUITING PROGRAM | USACE | 701 Southeast 6th Avenue, Suites 101 & 103 | United States | Florida | Palm Beach | Delray Beach | 33483 | 0.89 | 0.86
169890 | JPBT0001 | JUPITER BORESITE 1 | SXHT | PATRICK | AFACT | 500 North Delaware Boulevard | United States | Florida | Palm Beach | Jupiter | 33458 | 0.89 | 0.86
183989 | 82387-11981 | HERITAGE DR JUPITER | 82387 | JOINT RECRUITING PROGRAM | USACE | 601 Heritage Drive, Suite 213 | United States | Florida | Palm Beach | Jupiter | 33458 | 0.89 | 0.86
183565 | 82387-12544 | NORTHLAKE BLVD LAKE PARK | 82387 | JOINT RECRUITING PROGRAM | USACE | 3952 Northlake Boulevard, Northlake Commons | United States | Florida | Palm Beach | Lake Park | 33403 | 0.89 | 0.86
189316 | 12068 | WEST PALM BEACH AFRC | 01530 | 81ST RRC - ALABAMA | ARRES |  | United States | Florida | Palm Beach | Lake Park | 33409 | 0.89 | 0.86
182209 | 82387-12106 | LAKE WORTH RD GREENACRES | 82387 | JOINT RECRUITING PROGRAM | USACE | 5827B Lake Worth Road, Woodlake Plaza | United States | Florida | Palm Beach | Lake Worth | 33463 | 0.89 | 0.86
191876 | 824205 | 3931 JOG ROAD GREENACRES | 82387 | JOINT RECRUITING PROGRAM | USACE | 3931 Jog Road Greenacres Plaza | United States | Florida | Palm Beach | Lake Worth | 33467 | 0.89 | 0.86
189246 | 821223 | 6565 BLACK MANGROVE DR LARGO | 70132 | INDEPENDENT DUTY HOUSING PROGRAM | USACE | 6565 Black Mangrove Drive | United States | Florida | Palm Beach | Largo | 33772 | 0.89 | 0.87
188169 | 820037 | 8069 MURANO CIRCLE PALM BEACH GARDENS | 70132 | INDEPENDENT DUTY HOUSING PROGRAM | USACE | 8069 Murano Circle | United States | Florida | Palm Beach | Palm Beach Gardens | 33418 | 0.89 | 0.86
189042 | 821006 | 1756 LARGO VISTA BLVD PALM HARBOR | 70132 | INDEPENDENT DUTY HOUSING PROGRAM | USACE | 1765 Largo Vista Boulevard | United States | Florida | Palm Beach | Palm Harbor | 34685 | 0.89 | 0.87
184804 | 82387-12983 | SOUTHERN BLVD ROYAL PALM BEACH | 82387 | JOINT RECRUITING PROGRAM | USACE | 10361A & 10357 Southern Boulevard | United States | Florida | Palm Beach | Royal Palm Beach | 33411 | 0.89 | 0.86
190263 | 822486 | 10341 MEDICIS PL WELLINGTON | 70132 | INDEPENDENT DUTY HOUSING PROGRAM | USACE | 10341 Medicis Place | United States | Florida | Palm Beach | Wellington | 33449 | 0.89 | 0.86
170759 | N00213-AW | AUTEC WEST PALM BEACH | N00213 | NAS KEY WEST FL | NAVACT |  | United States | Florida | Palm Beach | West Palm Beach | 33401 | 0.89 | 0.86
182527 | 01530-10025 | FORSYTHE RD WEST PALM BEACH | 01530 | 81ST RRC - ALABAMA | ARRES | Forsythe Road, Tuxedo Park Subdivision | United States | Florida | Palm Beach | West Palm Beach | 33401 | 0.89 | 0.86
190645 | 823003 | 3958 NORTHLAKE BLVD WEST PALM BEACH | 82387 | JOINT RECRUITING PROGRAM | USACE | 3958 Northlake Boulevard | United States | Florida | Palm Beach | West Palm Beach | 33403 | 0.89 | 0.86
7854 | 12605 | WEST PALM BEACH, BABCOCK CNTR | 120NG | FLORIDA NATIONAL GUARD | ARGUARD | 1308 Susquehanna Avenue | United States | Florida | Palm Beach | West Palm Beach | 33405 | 0.89 | 0.86
7853 | 12C85 | WEST PALM BCH, CALLOWAY, FMS15 | 120NG | FLORIDA NATIONAL GUARD | ARGUARD | 2901 Tuxedo Avenue | United States | Florida | Palm Beach | West Palm Beach | 33406 | 0.89 | 0.86
613 | N00213-PB | NAVOPSPTCEN WPALM BEACH | N00213 | NAS KEY WEST FL | NAVACT | 1227 Marine Drive | United States | Florida | Palm Beach | West Palm Beach | 33409 | 0.89 | 0.86
182525 | 82387-12436 | N MILITARY TRL WEST PALM BEACH | 82387 | JOINT RECRUITING PROGRAM | USACE | 848 North Military Trail, Golfview Shopping Plaza | United States | Florida | Palm Beach | West Palm Beach | 33415 | 0.89 | 0.86
4629 | 12A65 | DADE CITY READINESS CENTER | 120NG | FLORIDA NATIONAL GUARD | ARGUARD | 38017 Live Oak Avenue | United States | Florida | Pasco | Dade City | 33523 | 0.85 | 0.83
183781 | 82387-13142 | US HWY 98 BYPASS DADE CITY | 82387 | JOINT RECRUITING PROGRAM | USACE | 13817 US Highway 98 Bypass, Embassy Plaza | United States | Florida | Pasco | Dade City | 33525 | 0.85 | 0.83
183754 | 82387-12145 | LITTLE RD NEW PORT RICHEY | 82387 | JOINT RECRUITING PROGRAM | USACE | 8521 Little Road, Ridge Plaza Unit 38 | United States | Florida | Pasco | New Port Richey | 34654 | 0.85 | 0.83
187883 | 810073 | 2653 BRUCE B. DOWNS BLVD. WESLEY CHAPEL | 82387 | JOINT RECRUITING PROGRAM | USACE | 2653 Bruce B. Downs Boulevard | United States | Florida | Pasco | Wesley Chapel | 33543 | 0.85 | 0.83
4452 | 12A50 | CLEARWATER READINESS CENTER | 120NG | FLORIDA NATIONAL GUARD | ARGUARD |  | United States | Florida | Pinellas | Clearwater | 33755 | 0.89 | 0.87
7407 | 1206A | ST. PETE/CLEARWATER ASF | 01530 | 81ST RRC - ALABAMA | ARRES | North End of Fairchild Drive | United States | Florida | Pinellas | Clearwater | 33762 | 0.89 | 0.87
170299 | 12D45 | PINELLAS CO. CLEARWATER HANGAR (CST) | 120NG | FLORIDA NATIONAL GUARD | ARGUARD | Rescue Way (Airport) | United States | Florida | Pinellas | Clearwater | 33762 | 0.89 | 0.87
182894 | 82387-10600 | 25821 US HWY 19 N CLEARWATER | 82387 | JOINT RECRUITING PROGRAM | USACE | 25821 US Highway 19 North, Cypress Point Shopping Center | United States | Florida | Pinellas | Clearwater | 33763 | 0.89 | 0.87
184745 | 82387-13194 | W BAY DR LARGO | 82387 | JOINT RECRUITING PROGRAM | USACE | 801 West Bay Drive, 801 Building Suite 507 | United States | Florida | Pinellas | Largo | 33770 | 0.89 | 0.87
3613 | 12951 | PINELLAS PARK AFRC | 01530 | 81ST RRC - ALABAMA | ARRES | 2801 Grand Avenue | United States | Florida | Pinellas | Pinellas Park | 33782 | 0.89 | 0.87
182240 | 82387-12607 | PARK BLVD SEMINOLE 1 | 82387 | JOINT RECRUITING PROGRAM | USACE | 11223 Park Boulevard, Seminole Mall Suite 3 | United States | Florida | Pinellas | Seminole | 33772 | 0.89 | 0.87
182241 | 82387-12606 | PARK BLVD SEMINOLE | 82387 | JOINT RECRUITING PROGRAM | USACE | 11125 Park Boulevard North, Gallery Oak Suite 101A | United States | Florida | Pinellas | Seminole | 33772 | 0.89 | 0.87
3665 | 12525 | 1LT MAX R. STOVER USARC | 01530 | 81ST RRC - ALABAMA | ARRES | 1420 Beach Drive Southeast | United States | Florida | Pinellas | St. Petersburg | 33701 | 0.89 | 0.87
183940 | 82387-11278 | 9500 KOGER BLVD SAINT PETERSBURG | 82387 | JOINT RECRUITING PROGRAM | USACE | 9500 Koger Boulevard, Pinellas Building Suite 110 | United States | Florida | Pinellas | St. Petersburg | 33702 | 0.89 | 0.87
186307 | 82387-11010 | 58TH ST N SAINT PETERSBURG | 82387 | JOINT RECRUITING PROGRAM | USACE | 910 58th Street North, Tyrone Gardens Suites 19A-D | United States | Florida | Pinellas | St. Petersburg | 33710 | 0.89 | 0.87
7404 | 12C35 | ST PETERSBURG READINESS CTR | 120NG | FLORIDA NATIONAL GUARD | ARGUARD | 720 Edwards Road | United States | Florida | Pinellas | St. Petersburg |  | 0.89 | 0.87
3940 | 12A25 | BARTOW READINESS CENTER | 120NG | FLORIDA NATIONAL GUARD | ARGUARD | 120 Bartow Municipal Airport | United States | Florida | Polk | Bartow |  | 0.85 | 0.83
5326 | 12B05 | HAINES CITY READINESS CENTER | 120NG | FLORIDA NATIONAL GUARD | ARGUARD | 1107 Commerce Avenue | United States | Florida | Polk | Haines City | 33844 | 0.85 | 0.83
190394 | 822979 | 556 HATCHWOOD DR HAINES CITY | 70132 | INDEPENDENT DUTY HOUSING PROGRAM | USACE | 556 Hatchwood Drive | United States | Florida | Polk | Haines City | 33844 | 0.85 | 0.83
5788 | 12B45 | LAKE WALES READINESS CENTER | 120NG | FLORIDA NATIONAL GUARD | ARGUARD | 435 South Airport Road | United States | Florida | Polk | Lake Wales | 33853 | 0.85 | 0.83
184029 | 82387-11782 | EAGLE RIDGE DR LAKE WALES | 82387 | JOINT RECRUITING PROGRAM | USACE | 702 Eagle Ridge Drive, Eagle Ridge Mall #400 | United States | Florida | Polk | Lake Wales | 33859 | 0.85 | 0.83
5596 | 12445 | JAMES WEST USARC | 01530 | 81ST RRC - ALABAMA | ARRES | 905 North Ingraham Avenue | United States | Florida | Polk | Lakeland | 33801 | 0.85 | 0.83
183076 | 01530-10034 | U.S. ARMY RESERVE LAKELAND | 01530 | 81ST RRC - ALABAMA | ARRES | US Army Reserve Center | United States | Florida | Polk | Lakeland | 33801 | 0.85 | 0.83
187395 | 801039 | E EDGEWOOD DRIVE LAKELAND | 82387 | JOINT RECRUITING PROGRAM | USACE | East Edgewood Drive | United States | Florida | Polk | Lakeland | 33803 | 0.85 | 0.83
189756 | 821813 | 7411 LOCKSLEY LANE LAKELAND | 70132 | INDEPENDENT DUTY HOUSING PROGRAM | USACE | 7411 Locksley Lane | United States | Florida | Polk | Lakeland | 33809 | 0.85 | 0.83
190772 | 823080 | 6381 EGRET DRIVE LAKELAND | 70132 | INDEPENDENT DUTY HOUSING PROGRAM | USACE | 6381 Egret Drive | United States | Florida | Polk | Lakeland | 33809 | 0.85 | 0.83
183077 | 82387-13143 | US HWY 98 LAKELAND | 82387 | JOINT RECRUITING PROGRAM | USACE | 4242-4246 US Highway 98 North, Suites 4242, 4244A&B, 4246 | United States | Florida | Polk | Lakeland | 33809 | 0.85 | 0.83
5790 | 12B40 | LAKELAND READINESS CENTER | 120NG | FLORIDA NATIONAL GUARD | ARGUARD | 4140 Drane Field Road | United States | Florida | Polk | Lakeland | 33811 | 0.85 | 0.83
7949 | 12C90 | WINTER HAVEN READINESS CENTER | 120NG | FLORIDA NATIONAL GUARD | ARGUARD | 1208 1st Avenue South | United States | Florida | Polk | Winter Haven | 33880 | 0.85 | 0.83
182529 | 82387-12998 | SPRING LAKE WINTER HAVEN | 82387 | JOINT RECRUITING PROGRAM | USACE | 828B-C Spring Lake Court Northwest, Spring Lake Square | United States | Florida | Polk | Winter Haven | 33881 | 0.85 | 0.83
958 | N00207-QA | RODMAN BOMB TARGET | N00207 | NAS JACKSONVILLE FL | NAVACT | 2300 Highway 19 South | United States | Florida | Putnam | Palatka | 32177 | 0.85 | 0.83
5665 | 12485 | JOSEPH STILLWELL USARC/AMSA#55 | 01530 | 81ST RRC - ALABAMA | ARRES | 4300 Saint Johns Avenue | United States | Florida | Putnam | Palatka | 32177 | 0.85 | 0.83
6687 | 12B85 | PALATKA READINESS CENTER | 120NG | FLORIDA NATIONAL GUARD | ARGUARD | 1301 Moseley Avenue | United States | Florida | Putnam | Palatka | 32177 | 0.85 | 0.83
182544 | 82387-12030 | HWY 19 PALATKA | 82387 | JOINT RECRUITING PROGRAM | USACE | Highway 19, Palatka Mall Suites E13A, B, C | United States | Florida | Putnam | Palatka | 32177 | 0.85 | 0.83
677 | N60508-AO | NOLF SANTA ROSA | N60508 | NAS WHITING FLD MILTON FL | NAVACT | 4600 Highway 87 | United States | Florida | Santa Rosa | Milton | 32526 | 0.85 | 0.82
155 | N60508 | NAS WHITING FLD MILTON FL | N60508 | NAS WHITING FLD MILTON FL | NAVACT | 7550 USS Essex Street | United States | Florida | Santa Rosa | Milton | 32570 | 0.85 | 0.82
681 | N60508-CA | WHITING PINES | N60508 | NAS WHITING FLD MILTON FL | NAVACT | 570 Merrill Drive | United States | Florida | Santa Rosa | Milton | 32570 | 0.85 | 0.82
683 | N60508-FA | ALLENTOWN NDB | N60508 | NAS WHITING FLD MILTON FL | NAVACT | 6074 Allentown Road | United States | Florida | Santa Rosa | Milton | 32570 | 0.85 | 0.82
891 | N60508-GA | WHITING PARK BOAT DOCK | N60508 | NAS WHITING FLD MILTON FL | NAVACT | 5499 Old River Road | United States | Florida | Santa Rosa | Milton | 32570 | 0.85 | 0.82
1694 | FTEW0001 | EGLIN AIR FORCE AUXILIARY FIELD #10 SITE # 1 | FTFA | EGLIN AFB | AFACT | 501 West Deleon Street | United States | Florida | Santa Rosa | Milton | 32570 | 0.84 | 0.81
6212 | 12463 | MILTON USARC | 01530 | 81ST RRC - ALABAMA | ARRES | 2781 Northwest Dogwood Drive | United States | Florida | Santa Rosa | Milton | 32570 | 0.85 | 0.82
686 | N60508-JA | NOLF HAROLD | N60508 | NAS WHITING FLD MILTON FL | NAVACT | 6801 Deaton Bridge Road | United States | Florida | Santa Rosa | Milton | 32583 | 0.85 | 0.82
661 | N60508-AJ | NOLF CHOCTAW | N60508 | NAS WHITING FLD MILTON FL | NAVACT | 6201 Choctaw Field Road | United States | Florida | Santa Rosa | Navarre | 32566 | 0.85 | 0.82
676 | N60508-AL | NOLF HOLLEY | N60508 | NAS WHITING FLD MILTON FL | NAVACT | 7801 East Bay Boulevard | United States | Florida | Santa Rosa | Navarre | 32566 | 0.85 | 0.82
678 | N60508-AQ | NOLF SPENCER | N60508 | NAS WHITING FLD MILTON FL | NAVACT | 5201 East Spencer Field Road | United States | Florida | Santa Rosa | Pace | 32571 | 0.85 | 0.82
685 | N60508-IA | NOLF PACE | N60508 | NAS WHITING FLD MILTON FL | NAVACT | 3230 Joppa Road | United States | Florida | Santa Rosa | Pace | 32571 | 0.85 | 0.82
185159 | 82387-12010 | HIGHWAY 90 PACE | 82387 | JOINT RECRUITING PROGRAM | USACE | 4221 US Highway 90 Unit B | United States | Florida | Santa Rosa | Pace | 32571 | 0.85 | 0.82
185193 | 82387-12342 | N BENEVA RD SARASOTA | 82387 | JOINT RECRUITING PROGRAM | USACE | 935 North Beneva Road, Suite 607 | United States | Florida | Sarasota | Sarasota | 34230 | 0.85 | 0.83
7178 | 12C25 | SARASOTA READINESS CENTER | 120NG | FLORIDA NATIONAL GUARD | ARGUARD | 2890 Ringling Boulevard | United States | Florida | Sarasota | Sarasota | 34237 | 0.85 | 0.83
191520 | 823785 | 8310 S. TAMIAMI TRAIL SARASOTA | 82387 | JOINT RECRUITING PROGRAM | USACE | 8310 South Tamiami Trail | United States | Florida | Sarasota | Sarasota | 34238 | 0.85 | 0.83
185195 | 82387-12877 | S TAMIAMI SARASOTA | 82387 | JOINT RECRUITING PROGRAM | USACE | 8258-8262 South Tamiami Trail, Pelican Plaza | United States | Florida | Sarasota | Sarasota | 34238 | 0.85 | 0.83
185196 | 710597 | 5581 BROADCAST CT SARASOTA | 82387 | JOINT RECRUITING PROGRAM | USACE | 5581 Broadcast Court, Suite 103 | United States | Florida | Sarasota | Sarasota | 34240 | 0.85 | 0.83
183988 | 800203 | 150 CRANES ROOST BLVD ALTAMONTE SPRINGS | 82387 | JOINT RECRUITING PROGRAM | USACE | 150 Cranes Roost Boulevard | United States | Florida | Seminole | Altamonte Spgs | 32701 | 0.85 | 0.83
183987 | 82387-13002 | SR 434 N ALTAMONTE SPRINGS | 82387 | JOINT RECRUITING PROGRAM | USACE | 931 State Route 434 North, Jamestown Place Suites 1075 & 1085 | United States | Florida | Seminole | Altamonte Spgs | 32714 | 0.85 | 0.83
2809 | QBKP0001 | MESONET #2016 WEATHER ANNEX SITE # 1 | SXHT | PATRICK | AFACT | 1 Brumley Road | United States | Florida | Seminole | Geneva | 32746 | 0.85 | 0.83
191311 | 823877 | 1485 OBLERLINE TERRACE LAKE MARY | 70132 | INDEPENDENT DUTY HOUSING PROGRAM | USACE | 1485 Oblerline Terrace | United States | Florida | Seminole | Lake Mary | 32746 | 0.85 | 0.83
186577 | 82387-13083 | TOWN CENTER BLVD SANFORD | 82387 | JOINT RECRUITING PROGRAM | USACE | 120 Town Center Boulevard | United States | Florida | Seminole | Sanford | 32772 | 0.85 | 0.83
7167 | 12C20 | SANFORD READINESS CENTER | 120NG | FLORIDA NATIONAL GUARD | ARGUARD | 915 East 1st Street | United States | Florida | Seminole | Sanford |  | 0.85 | 0.83
183755 | 82387-10963 | 5275 RED BUG LAKE RD WINTER SPRINGS | 82387 | JOINT RECRUITING PROGRAM | USACE | 5275 Red Bug Lake Road, Woodcreek Square | United States | Florida | Seminole | Winter Springs | 32708 | 0.85 | 0.83
7380 | 12C30 | ST AUGUSTINE, MARK LANCE RC | 120NG | FLORIDA NATIONAL GUARD | ARGUARD | 82 Marine Street | United States | Florida | St. Johns | St. Augustine | 32084 | 0.85 | 0.83
7381 | 12C34 | ST AUGUSTINE, ST FRANCIS BRKS | 120NG | FLORIDA NATIONAL GUARD | ARGUARD | 189 Marine Street | United States | Florida | St. Johns | St. Augustine | 32084 | 0.85 | 0.83
7382 | 12C33 | ST AUGUSTINE, USP&FO | 120NG | FLORIDA NATIONAL GUARD | ARGUARD | 375 N Commercial Avenue | United States | Florida | St. Johns | St. Augustine | 32084 | 0.85 | 0.83
170268 | 12D30 | LIGHTNER BUILDING/CITY HALL | 120NG | FLORIDA NATIONAL GUARD | ARGUARD | 75 King Street | United States | Florida | St. Johns | St. Augustine | 32084 | 0.85 | 0.83
190128 | 12C29 | U S MILITARY DISTRICT OF ST AUGUSTINE | 120NG | FLORIDA NATIONAL GUARD | ARGUARD |  | United States | Florida | St. Johns | St. Augustine | 32084 | 0.85 | 0.83
7379 | 12C31 | ST AUGUSTINE, ENSSLIN RC | 120NG | FLORIDA NATIONAL GUARD | ARGUARD | 190 San Marco Avenue | United States | Florida | St. Johns | St. Augustine | 32086 | 0.85 | 0.83
184400 | 82387-13139 | US HWY 1 SAINT AUGUSTINE | 82387 | JOINT RECRUITING PROGRAM | USACE | 1952 US Highway 1, St. Augustine Shopping Center | United States | Florida | St. Johns | St. Augustine | 32086 | 0.85 | 0.83
188251 | 820245 | 1756 NORTH CAPPERO DR SAINT AUGUSTINE | 70132 | INDEPENDENT DUTY HOUSING PROGRAM | USACE | 1756 North Cappero Drive | United States | Florida | St. Johns | St. Augustine | 32092 | 0.85 | 0.83
190322 | 822100 | 225 PORTA ROSA CIR SAINT AUGUSTINE | 70132 | INDEPENDENT DUTY HOUSING PROGRAM | USACE | 225 Porta Rosa Circle | United States | Florida | St. Johns | St. Augustine | 32092 | 0.85 | 0.83
190612 | 822875 | 1837 ENTERPRISE AVE SAINT AUGUSTINE | 70132 | INDEPENDENT DUTY HOUSING PROGRAM | USACE | 1837 Enterprise Avenue | United States | Florida | St. Johns | St. Augustine | 32092 | 0.85 | 0.83
7378 | 12C32 | ST AUGUSTINE, C-12 | 120NG | FLORIDA NATIONAL GUARD | ARGUARD | 2305 State Road 207 | United States | Florida | St. Johns | St. Augustine | 32095 | 0.85 | 0.83
188840 | 820696 | 608 BATTERSEA DR SAINT AUGUSTINE | 70132 | INDEPENDENT DUTY HOUSING PROGRAM | USACE | 608 Battersea Drive | United States | Florida | St. Johns | St. Augustine | 32095 | 0.85 | 0.83
1678 | FPAQ0001 | FORT PIERCE MICROWAVE RELAY ANNEX SITE # 1 | SXHT | PATRICK | AFACT | 2395 Johnston Road | United States | Florida | St. Lucie | Ft Pierce | 34945 | 0.85 | 0.83
5041 | 12B00 | FORT PIERCE READINESS CENTER | 120NG | FLORIDA NATIONAL GUARD | ARGUARD | 2805 Delaware Avenue | United States | Florida | St. Lucie | Ft Pierce | 34947 | 0.85 | 0.83
183937 | 82387-12752 | S 25TH ST FORT PIERCE | 82387 | JOINT RECRUITING PROGRAM | USACE | 2217-2223 S 25th Street, Civic Center | United States | Florida | St. Lucie | Ft Pierce | 34947 | 0.85 | 0.83
186127 | 800618 | NW UNIVERSITY BLVD PORT SAINT LUCIE | 82387 | JOINT RECRUITING PROGRAM | USACE | 584 Northwest University Boulevard | United States | Florida | St. Lucie | Port St. Lucie | 34986 | 0.85 | 0.83
5923 | 12B55 | LIVE OAK READINESS CENTER | 120NG | FLORIDA NATIONAL GUARD | ARGUARD | 11057 County Road 136 | United States | Florida | Suwannee | Live Oak | 32060 | 0.85 | 0.83
4666 | 1218R | DAYTONA BEACH, AFRC | 120NG | FLORIDA NATIONAL GUARD | ARGUARD | 405 South Beach Street | United States | Florida | Volusia | Daytona Beach | 32114 | 0.85 | 0.83
191253 | N61007-ER | NROTC EMBRY RIDDLE | N61007 | NAVAL SUPPORT ACTIVITY ORLANDO | NAVACT |  | United States | Florida | Volusia | Daytona Beach | 32114 | 0.85 | 0.83
183857 | 01530-10013 | 405 BEACH STREET DAYTONA BEACH | 01530 | 81ST RRC - ALABAMA | ARRES | 405 South Beach Street, Armed Forces Reserve | United States | Florida | Volusia | Daytona Beach | 32114 | 0.85 | 0.83
183858 | 82387-13243 | W INT'L SPEEDWY BLVD DAYTONA BCH | 82387 | JOINT RECRUITING PROGRAM | USACE | 1700 West International Speedway Boulevard, Suite 378 | United States | Florida | Volusia | Daytona Beach | 32114 | 0.85 | 0.83
185157 | 82387-13408 | WOODLAND BLVD DELAND | 82387 | JOINT RECRUITING PROGRAM | USACE | 2631/2635 South Woodland Boulevard | United States | Florida | Volusia | Deland | 32720 | 0.85 | 0.83
185824 | 82387-12487 | N WOODLAND BLVD DELAND | 82387 | JOINT RECRUITING PROGRAM | USACE | 1412 North Woodland Boulevard, Gateway Village Shopping Center | United States | Florida | Volusia | Deland | 32720 | 0.85 | 0.83
4687 | 12A80 | DELAND READINESS CENTER | 120NG | FLORIDA NATIONAL GUARD | ARGUARD | 401 South Alabama Avenue | United States | Florida | Volusia | Deland | 32721 | 0.85 | 0.83
190537 | 822947 | 412 AIRPORT RD NEW SMYRNA BEACH | 70132 | INDEPENDENT DUTY HOUSING PROGRAM | USACE | 412 Airport Road | United States | Florida | Volusia | New Smyrna Beach | 32168 | 0.85 | 0.83
183177 | 800236 | 4 PEARL DRIVE ORMOND BEACH | 82387 | JOINT RECRUITING PROGRAM | USACE | 4 Pearl Drive | United States | Florida | Volusia | Ormond Beach | 32174 | 0.85 | 0.83
188351 | 820350 | 5965 PARK RIDGE DR PORT ORANGE | 70132 | INDEPENDENT DUTY HOUSING PROGRAM | USACE | 5965 Park Ridge Drive | United States | Florida | Volusia | Port Orange | 32127 | 0.85 | 0.83
191145 | 823767 | 1899 CREEKWATER BLVD PORT ORANGE | 70132 | INDEPENDENT DUTY HOUSING PROGRAM | USACE | 1899 Creekwater Boulevard | United States | Florida | Volusia | Port Orange | 32128 | 0.85 | 0.83
189483 | 821556 | 3857 SUNSET COVE DR PORT ORANGE | 70132 | INDEPENDENT DUTY HOUSING PROGRAM | USACE | 3857 Sunset Cove Drive | United States | Florida | Volusia | Port Orange | 32129 | 0.85 | 0.83
959 | N00207-UA | LAKE GEORGE BOMB TARGT | N00207 | NAS JACKSONVILLE FL | NAVACT | 1590 Lake George Road | United States | Florida | Volusia | Seville | 32190 | 0.85 | 0.83
191275 | N00207-UB | LAKE GEORGE 9 MILE TWR | N00207 | NAS JACKSONVILLE FL | NAVACT |  | United States | Florida | Volusia | Seville | 32190 | 0.85 | 0.83
191276 | N00207-UC | LAKE GEORGEPINE IS TW | N00207 | NAS JACKSONVILLE FL | NAVACT |  | United States | Florida | Volusia | Seville | 32190 | 0.85 | 0.83
3249 | VAMT0001 | RED BAY NEXRAD WEATHER SITE SITE # 1 | FTFA | EGLIN AFB | AFACT | 501 West Deleon Street | United States | Florida | Walton | Freeport | 32455 | 0.84 | 0.81
189324 | FTFA0006 | EGLIN AFB SITE #6 (WEDGE) | FTFA | EGLIN AFB | AFACT |  | United States | Florida | Walton | Mossy Head | 32434 | 0.84 | 0.81
1512 | CDDZ0001 | BOWMANS BAYOU RADIO RELAY ANNEX D-1(A) SITE # 1 | FTFA | EGLIN AFB | AFACT |  | United States | Florida | Walton | Point Washington | 32454 | 0.84 | 0.81
4430 | 12A45 | CHIPLEY RC, FMS 6 | 120NG | FLORIDA NATIONAL GUARD | ARGUARD | 749 7th Street | United States | Florida | Washington | Chipley | 32428 | 0.85 | 0.83
6204 | 13C50 | MILLEDGEVILLE | 130NG | GEORGIA NATIONAL GUARD | ARGUARD | 107 West 49 Highway | United States | Georgia | Baldwin | Milledgeville | 31061 | 0.84 | 0.81
182521 | 710763 | 2400 N. COLUMBIA MILLEDGEVILLE | 82387 | JOINT RECRUITING PROGRAM | USACE | 2400 North Columbia Street, Suites A-32 & A-33 | United States | Georgia | Baldwin | Milledgeville | 31061 | 0.84 | 0.81
189713 | 13110 | STATHAM USARC | 01530 | 81ST RRC - ALABAMA | ARRES | Pelham Range Heights Unit 8802 | United States | Georgia | Barrow | Statham | 30666 | 0.84 | 0.81
7935 | 13D85 | WINDER BRW ARPT | 130NG | GEORGIA NATIONAL GUARD | ARGUARD | 95 Maynard ST | United States | Georgia | Barrow | Winder | 30680 | 0.84 | 0.81
7936 | 13D80 | WINDER-DOWNTOWN | 130NG | GEORGIA NATIONAL GUARD | ARGUARD | 95 Maynard ST | United States | Georgia | Barrow | Winder | 30680 | 0.84 | 0.81
191370 | 13D86 | WINDER PARKING LN8603 | 130NG | GEORGIA NATIONAL GUARD | ARGUARD | 95 Maynard ST | United States | Georgia | Barrow | Winder | 30680 | 0.84 | 0.81
170234 | N42237-LA | LAKE ALLATOONA AREA | N42237 | SUBASE KINGS BAY GA | NAVACT |  | United States | Georgia | Bartow | Cartersville | 30101 | 0.84 | 0.81
182245 | 710114 | 851 JOE FRANK HARRIS PKWY CARTERSVILLE | 82387 | JOINT RECRUITING PROGRAM | USACE | 851 Joe Frank Harris Parkway Southeast | United States | Georgia | Bartow | Cartersville | 30120 | 0.84 | 0.81
188463 | 820367 | 125 BELLS FERRY ROAD CARTERSVILLE | 70132 | INDEPENDENT DUTY HOUSING PROGRAM | USACE | 125 Bells Ferry Road | United States | Georgia | Bartow | Cartersville | 30121 | 0.84 | 0.81
4948 | 13B30 | FITZGERALD | 130NG | GEORGIA NATIONAL GUARD | ARGUARD | 702 North Gordon Street | United States | Georgia | Ben Hill | Fitzgerald | 31750 | 0.84 | 0.81
5425 | 13C20 | HENRY D RUSSELL ARM | 130NG | GEORGIA NATIONAL GUARD | ARGUARD | 475 Shurling Drive | United States | Georgia | Bibb | Macon | 31201 | 0.85 | 0.82
6006 | 13C25 | MACON OMS | 130NG | GEORGIA NATIONAL GUARD | ARGUARD | 4460 Mead Road | United States | Georgia | Bibb | Macon | 31201 | 0.85 | 0.82
6007 | 13C32 | MACON READINESS CENTER | 130NG | GEORGIA NATIONAL GUARD | ARGUARD | 1030 Shurling Drive | United States | Georgia | Bibb | Macon | 31201 | 0.85 | 0.82
6009 | 13445 | MACON USARC/AMSA #46 (G) | 01530 | 81ST RRC - ALABAMA | ARRES | 1690 Riverside Drive | United States | Georgia | Bibb | Macon | 31201 | 0.85 | 0.82
169932 | 13487 | MACON STOREFRONT | 130NG | GEORGIA NATIONAL GUARD | ARGUARD |  | United States | Georgia | Bibb | Macon | 31201 | 0.85 | 0.82
183120 | 18081-10011 | 1 HERBERT SMART D T AT MACON | 18081 | ARMY MISSION SUPPORT | USACE | 1 Herbert Smart D T at Macon | United States | Georgia | Bibb | Macon | 31202 | 0.85 | 0.82
185754 | 18081-10022 | 1 WEBSTER COUNTY MACON | 18081 | ARMY MISSION SUPPORT | USACE | 1 Webster Court | United States | Georgia | Bibb | Macon | 31202 | 0.85 | 0.82
183121 | 82387-11802 | EISENHOWER PKWY MACON | 82387 | JOINT RECRUITING PROGRAM | USACE | 3661 Eisenhower Parkway, Macon Mall #48 | United States | Georgia | Bibb | Macon | 31206 | 0.85 | 0.82
1602 | EAZP0001 | MIDDLE GEORGIA REGIONAL AIRPORT SITE # 1 | EAZP | MIDDLE GEORGIA REGIONAL AIRPORT | AFGUARD | 7791 Airport Drive | United States | Georgia | Bibb | Macon | 31216 | 0.85 | 0.82
183859 | 800276 | 195 GARY OWEN STREET FORT STEWART | 82387 | JOINT RECRUITING PROGRAM | USACE | 195 Gary Owen Street | United States | Georgia | Bryan | Fort Stewart | 31314 | 0.87 | 0.84
7418 | 13D20 | STATESBORO | 130NG | GEORGIA NATIONAL GUARD | ARGUARD | 345 Hartness Road | United States | Georgia | Bulloch | Statesboro | 30458 | 0.84 | 0.81
182203 | 82387-11410 | BRANNEN ST STATESBORO | 82387 | JOINT RECRUITING PROGRAM | USACE | 609 Brannen Street, Suites 3 & 4 | United States | Georgia | Bulloch | Statesboro | 30458 | 0.84 | 0.81
169935 | 13722 | STATESBORO ARMORY | 130NG | GEORGIA NATIONAL GUARD | ARGUARD |  | United States | Georgia | Bulloch | Statesboro | 30461 | 0.84 | 0.81
3328 | WMMR0001 | WAYNESBORO MINI MUTE RADAR BOMB SCORING SITE SITE # 1 | VLSB | SHAW AIR FORCE BASE | AFACT | 460 Hatcher Mill Road | United States | Georgia | Burke | Waynesboro | 30830 | 0.84 | 0.81
7827 | 13D75 | WAYNESBORO | 130NG | GEORGIA NATIONAL GUARD | ARGUARD | 410 North Grant Street | United States | Georgia | Burke | Waynesboro | 30830 | 0.84 | 0.81
5569 | 13B80 | JACKSON | 130NG | GEORGIA NATIONAL GUARD | ARGUARD | 468 Franklin Street | United States | Georgia | Butts | Jackson | 30233 | 0.84 | 0.81
5582 | 13B85 | JACKSON OMS15 | 130NG | GEORGIA NATIONAL GUARD | ARGUARD | 468 Franklin Street | United States | Georgia | Butts | Jackson | 30233 | 0.84 | 0.81
154 | N42237 | Submarine Base, Kings Bay GA | N42237 | SUBASE KINGS BAY GA | NAVACT | 1063 USS Tennessee Avenue | United States | Georgia | Camden | Kings Bay |  | 0.96 | 0.93
191123 | 823656 | 134 PINE BLUFF TERRACE KINGSLAND | 70132 | INDEPENDENT DUTY HOUSING PROGRAM | USACE | 134 Pine Bluff Terrace | United States | Georgia | Camden | Kingsland | 31548 | 0.84 | 0.81
191513 | 823962 | 54 MERGANSER WOODBINE | 70132 | INDEPENDENT DUTY HOUSING PROGRAM | USACE | 54 Merganser | United States | Georgia | Camden | Woodbine | 31569 | 0.84 | 0.81
6163 | 13C48 | METTER | 130NG | GEORGIA NATIONAL GUARD | ARGUARD | 815 Fortner Road | United States | Georgia | Candler | Metter | 30439 | 0.84 | 0.81
190292 | 823027 | 160 US 27 SOUTH CARROLLTON | 82387 | JOINT RECRUITING PROGRAM | USACE | 160 US 27 South | United States | Georgia | Carroll | Carrollton | 30117 | 0.84 | 0.81
184805 | 82387-12817 | S HWY US 27 CARROLLTON | 82387 | JOINT RECRUITING PROGRAM | USACE | 1745 US Highway 27 South, Suite 300 | United States | Georgia | Carroll | Carrollton | 30117 | 0.84 | 0.81
3358 | XDQU0001 | SAVANNAH/HILTON HEAD IAP SITE # 1 | XDQU | SAVANNAH/HILTON HEAD IAP | AFGUARD | 1401 Robert B. Miller, Jr. Road | United States | Georgia | Chatham | Hilton Head | 31408 | 0.87 | 0.84
171074 | XDQU0002 | SAVANNAH/HILTON HEAD IAP SITE # 2 | XDQU | SAVANNAH/HILTON HEAD IAP | AFGUARD |  | United States | Georgia | Chatham | Hilton Head | 31408 | 0.87 | 0.84
171075 | XDQU0003 | SAVANNAH/HILTON HEAD IAP SITE # 3 | XDQU | SAVANNAH/HILTON HEAD IAP | AFGUARD |  | United States | Georgia | Chatham | Hilton Head | 31408 | 0.87 | 0.84
171076 | XDQU0004 | SAVANNAH/HILTON HEAD IAP SITE # 4 | XDQU | SAVANNAH/HILTON HEAD IAP | AFGUARD |  | United States | Georgia | Chatham | Hilton Head | 31408 | 0.87 | 0.84
171077 | XDQU0005 | SAVANNAH/HILTON HEAD IAP SITE # 5 | XDQU | SAVANNAH/HILTON HEAD IAP | AFGUARD |  | United States | Georgia | Chatham | Hilton Head | 31408 | 0.87 | 0.84
191666 | 824233 | 1215 EAST HIGHWAY 80 POOLER | 82387 | JOINT RECRUITING PROGRAM | USACE | 1215 East Highway 80 | United States | Georgia | Chatham | Pooler | 31322 | 0.85 | 0.83
183796 | 18081-10025 | 100 WEST OGLETHORPE AVE SAVANNAH | 18081 | ARMY MISSION SUPPORT | USACE | 100 WEST OGLETHORPE AVE JULIETTE G LOW FB | United States | Georgia | Chatham | Savannah | 31401 | 0.85 | 0.83
183798 | 18081-10468 | OCEAN TERMINAL SAVANNAH | 18081 | ARMY MISSION SUPPORT | USACE |  | United States | Georgia | Chatham | Savannah | 31401 | 0.85 | 0.83
190969 | N42237-SS | NROTC SAVANNAH STATE U | N42237 | SUBASE KINGS BAY GA | NAVACT |  | United States | Georgia | Chatham | Savannah | 31404 | 0.85 | 0.83
7184 | 13D05 | SAVANNAH | 130NG | GEORGIA NATIONAL GUARD | ARGUARD | 1248 Eisenhower DR | United States | Georgia | Chatham | Savannah | 31405 | 0.85 | 0.83
5368 | 13497 | HARRY MILTON KANDEL USARC | 01530 | 81ST RRC - ALABAMA | ARRES | 1327 Eisenhower Drive | United States | Georgia | Chatham | Savannah | 31406 | 0.85 | 0.83
183795 | 82387-10709 | 315 COMMERCIAL DRIVE SAVANNAH | 82387 | JOINT RECRUITING PROGRAM | USACE | 315 Commercial Drive, Suite A8 | United States | Georgia | Chatham | Savannah | 31406 | 0.85 | 0.83
183800 | 18081-10188 | 6902 SALLIE MOOD DRIVE SAVANNAH | 18081 | ARMY MISSION SUPPORT | USACE | 6902 Sallie Mood Drive | United States | Georgia | Chatham | Savannah | 31406 | 0.85 | 0.83
183801 | 82387-13087 | TRAVIS ST SAVANNAH | 82387 | JOINT RECRUITING PROGRAM | USACE | 13 Travis Street | United States | Georgia | Chatham | Savannah | 31406 | 0.85 | 0.83
183803 | 82387-11966 | HADWIN CENTER SAVANNAH | 82387 | JOINT RECRUITING PROGRAM | USACE | 15 East Montgomery Crossroads, Suites B, D, & E | United States | Georgia | Chatham | Savannah | 31406 | 0.85 | 0.83
24 | M00263-0002 | SAVANNAH | M00263 | MCRD BEAUFORT PI SC | MCACT | 1001 Davidson Drive | United States | Georgia | Chatham | Savannah | 31408 | 0.85 | 0.83
3247 | UZXM0001 | SAVANNAH ANG COMMUNICATIONS STATION SITE # 1 | XDQU | SAVANNAH/HILTON HEAD IAP | AFGUARD | 117 Eisenhower Drive | United States | Georgia | Chatham | Savannah | 31408 | 0.85 | 0.83
3248 | UZYJ0001 | HUNTER ANG STATION NO 2 SITE # 1 | XDQU | SAVANNAH/HILTON HEAD IAP | AFGUARD | 4320 North Perimeter Road | United States | Georgia | Chatham | Savannah | 31409 | 0.85 | 0.83
5502 | 13070 | HUNTER ARMY AIRFIELD | 13305 | FORT STEWART | ARACT | West Derenne Avenue and Montogomery Street, Savannah, GA | United States | Georgia | Chatham | Savannah | 31409 | 0.85 | 0.83
4307 | 13A60 | CANTON | 130NG | GEORGIA NATIONAL GUARD | ARGUARD | 1084 Marietta Highway | United States | Georgia | Cherokee | Canton | 30114 | 0.84 | 0.81
184476 | 82387-11402 | BLUFFS PKWY CANTON | 82387 | JOINT RECRUITING PROGRAM | USACE | 110 Bluffs Parkway, Unit 12 | United States | Georgia | Cherokee | Canton | 30114 | 0.84 | 0.81
191686 | 824173 | 218 PICADILLY PLACE CANTON | 70132 | INDEPENDENT DUTY HOUSING PROGRAM | USACE | 218 Picadilly Place | United States | Georgia | Cherokee | Canton | 30114 | 0.84 | 0.81
182878 | 82387-12044 | HWY 92 WOODSTOCK | 82387 | JOINT RECRUITING PROGRAM | USACE | 10020 Highway 92, Suite 150 | United States | Georgia | Cherokee | Woodstock | 30188 | 0.84 | 0.81
185706 | 82387-10768 | 355 HANCOCK AVENUE ATHENS | 82387 | JOINT RECRUITING PROGRAM | USACE | 355 Hancock Avenue, R G Stephens JR FB | United States | Georgia | Clarke | Athens | 30601 | 0.84 | 0.81
190601 | 822386 | 143 BLAKE WAY ATHENS | 70132 | INDEPENDENT DUTY HOUSING PROGRAM | USACE | 143 Blake Way | United States | Georgia | Clarke | Athens | 30605 | 0.84 | 0.81
3875 | 13355 | ATHENS USARC | 01530 | 81ST RRC - ALABAMA | ARRES | 2190 Winterville Road | United States | Georgia | Clarke | Athens | 30606 | 0.84 | 0.81
190976 | 13A06 | ATHENS LN8571 | 130NG | GEORGIA NATIONAL GUARD | ARGUARD |  | United States | Georgia | Clarke | Athens | 30606 | 0.84 | 0.81
183805 | 82387-11340 | ATLANTA AVE ATHENS | 82387 | JOINT RECRUITING PROGRAM | USACE | 3700 Atlanta Avenue, Georgia Square Mall | United States | Georgia | Clarke | Athens | 30606 | 0.84 | 0.81
6607 | 13B27 | OGLETHORPE ARMORY | 130NG | GEORGIA NATIONAL GUARD | ARGUARD | 5019 Highway 42 | United States | Georgia | Clayton | Ellenwood | 30294 | 0.84 | 0.81
4973 | 13400 | FOREST PARK USARC | 01530 | 81ST RRC - ALABAMA | ARRES | 4984 Jonesboro Road | United States | Georgia | Clayton | Forest Park | 30297 | 0.95 | 0.92
5005 | 13015 | FORT GILLEM | 13055 | FORT GORDON | ARACT | Intersection of Hood Ave and Flankers Rd | United States | Georgia | Clayton | Forest Park | 30297 | 0.95 | 0.92
182807 | 710803 | 1500 HOOD AVENUE FORT GILLEM | 66155 |  | USACE | 1500 Hood Avenue | United States | Georgia | Clayton | Forest Park | 30297 | 0.95 | 0.92
6282 | 1381A | MORROW USARC | 01530 | 81ST RRC - ALABAMA | ARRES | 1590 Adamson Parkway, Suite 400 | United States | Georgia | Clayton | Morrow | 30260 | 0.95 | 0.92
183079 | 82387-12988 | SOUTHLAKE PKWY MORROW | 82387 | JOINT RECRUITING PROGRAM | USACE | 1510 & 1560 Southlake Parkway | United States | Georgia | Clayton | Morrow | 30260 | 0.95 | 0.92
183080 | 82387-11550 | CORPORATE CTR DR MORROW | 82387 | JOINT RECRUITING PROGRAM | USACE | 3000 Corporate Center Drive, Suite 155 | United States | Georgia | Clayton | Morrow | 30260 | 0.95 | 0.92
185664 | 82387-11305 | ADAMSON PKWY MORROW | 82387 | JOINT RECRUITING PROGRAM | USACE | 1590 Adamson Parkway, Suite 225 | United States | Georgia | Clayton | Morrow | 30260 | 0.95 | 0.92
879 | N42237-GI | FORT GILLEM ATLANTA | N42237 | SUBASE KINGS BAY GA | NAVACT | 2309 Hood Avenue | United States | Georgia | Clayton |  | 30297 | 0.95 | 0.92
188532 | 820502 | 4334 WALFORDE BLVD ACWORTH | 70132 | INDEPENDENT DUTY HOUSING PROGRAM | USACE | 4334 Walforde Boulevard | United States | Georgia | Cobb | Acworth | 30101 | 0.84 | 0.81
190388 | 822954 | 5155 HYATT DRIVE NW ACWORTH | 70132 | INDEPENDENT DUTY HOUSING PROGRAM | USACE | 5155 Hyatt Drive Northwest | United States | Georgia | Cobb | Acworth | 30101 | 0.84 | 0.81
608 | N00196-AF | DOBBINS AIR FORCE BASE | N00196 | NAS ATLANTA GA | NAVACT | 1000 Halsey Avenue | United States | Georgia | Cobb | Dobbins AFB | 30060 | 0.95 | 0.92
5715 | 13B92 | KENNESAW | 130NG | GEORGIA NATIONAL GUARD | ARGUARD | 1901 McCollum Parkway | United States | Georgia | Cobb | Kennesaw | 30144 | 0.95 | 0.92
190468 | 822005 | 1133 CHASTAIN ROAD KENNESAW | 82387 | JOINT RECRUITING PROGRAM | USACE | 1133 Chastain Road | United States | Georgia | Cobb | Kennesaw | 30144 | 0.95 | 0.92
190518 | 822585 | 304 MCCOOK CIRCLE KENNESAW | 70132 | INDEPENDENT DUTY HOUSING PROGRAM | USACE | 304 McCook Circle | United States | Georgia | Cobb | Kennesaw | 30144 | 0.95 | 0.92
170 | N00196 | NAS ATLANTA GA | N00196 | NAS ATLANTA GA | NAVACT | 800 Richardson Road | United States | Georgia | Cobb | Marietta | 30060 | 0.95 | 0.92
7324 | 13C42 | SOUTH COBB DRIVE | 130NG | GEORGIA NATIONAL GUARD | ARGUARD | 500 Alyworth Street | United States | Georgia | Cobb | Marietta | 30060 | 0.95 | 0.92
191157 | 823610 | 2481 SANDSTONE PL MARIETTA | 70132 | INDEPENDENT DUTY HOUSING PROGRAM | USACE | 2481 Sandstone Place | United States | Georgia | Cobb | Marietta | 30062 | 0.95 | 0.92
1350 | ACFL0001 | AIR FORCE PLANT 6 SITE # 1 | TTQK | AIR FORCE PLANT 42 | AFACT | 86 South Cobb Drive | United States | Georgia | Cobb | Marietta | 30063 | 0.95 | 0.92
190521 | 822557 | 310 MAYS FARM TRAIL MARIETTA | 70132 | INDEPENDENT DUTY HOUSING PROGRAM | USACE | 310 Mays Farm Trail | United States | Georgia | Cobb | Marietta | 30064 | 0.95 | 0.92
6070 | 13C40 | MARIETTA | 130NG | GEORGIA NATIONAL GUARD | ARGUARD | 631 North Marietta Parkway | United States | Georgia | Cobb | Marietta | 30065 | 0.95 | 0.92
170327 | 13556 | STORE FRONT KENNESAW | 130NG | GEORGIA NATIONAL GUARD | ARGUARD |  | United States | Georgia | Cobb | Marietta | 30066 | 0.95 | 0.92
190567 | 822576 | 82 HIGHOAKS DRIVE MARIETTA | 70132 | INDEPENDENT DUTY HOUSING PROGRAM | USACE | 82 Highoaks Drive | United States | Georgia | Cobb | Marietta | 30066 | 0.95 | 0.92
184126 | 82387-11499 | CHASTAIN MEADOW MARIETTA | 82387 | JOINT RECRUITING PROGRAM | USACE | 2505 Chastain Meadows Parkway, Suite H | United States | Georgia | Cobb | Marietta | 30066 | 0.95 | 0.92
1183 | N42237-AT | NOSC-MCRC ATLANTA | N42237 | SUBASE KINGS BAY GA | NAVACT | 1210 Naval Forces Court | United States | Georgia | Cobb | Marietta | 30069 | 0.95 | 0.92
4732 | 13C35 | DOBBINS ARB | 130NG | GEORGIA NATIONAL GUARD | ARGUARD | 956 Atlantic Avenue | United States | Georgia | Cobb | Marietta | 30069 | 0.95 | 0.92
4733 | 13382 | DOBBINS USARC/ASF | 01530 | 81ST RRC - ALABAMA | ARRES | 1612 Hull Place | United States | Georgia | Cobb | Marietta | 30069 | 0.95 | 0.92
169944 | 13927 | GENERAL LUCIUS D. CLAY NATIONAL GUARD CENTER | 130NG | GEORGIA NATIONAL GUARD | ARGUARD |  | United States | Georgia | Cobb | Marietta | 30069 | 0.95 | 0.92
953 | M67861-0001 | WINDY HILL | M67861 | MCRS WILMINGTON | NAVACT | 1900 Roswell Street | United States | Georgia | Cobb | Smyrna | 30080 | 0.95 | 0.92
188705 | 820654 | 1995 NORTH PARK PLACE SMYRNA | 82387 | JOINT RECRUITING PROGRAM | USACE | 1995 North Park Place | United States | Georgia | Cobb | Smyrna | 30080 | 0.95 | 0.92
190536 | 822952 | 4119 DANIEL GREEN TRAIL SMYRNA | 70132 | INDEPENDENT DUTY HOUSING PROGRAM | USACE | 4119 Daniel Green Trail | United States | Georgia | Cobb | Smyrna | 30080 | 0.95 | 0.92
183863 | 82387-10632 | 2770 AND 2782 SMYRNA | 82387 | JOINT RECRUITING PROGRAM | USACE | 2770 & 2782 Cumberland Boulevard | United States | Georgia | Cobb | Smyrna | 30080 | 0.95 | 0.92
189061 | 711227 | 2400 LAKE PARK DRIVE SMYRNA | 82387 | JOINT RECRUITING PROGRAM | USACE | 2400 Lake Park Drive | United States | Georgia | Cobb | Smyrna | 30080 | 0.95 | 0.92
1660 | FGWB0001 | DOBBINS ARB SITE # 1 | FGWB | DOBBINS AIR RESERVE BASE | AFRES | 1555 Atlantic Avenue | United States | Georgia | Cobb | Unknown | 30069 | 0.95 | 0.92
4748 | 13B00 | DOUGLAS | 130NG | GEORGIA NATIONAL GUARD | ARGUARD | 101 W Ward ST | United States | Georgia | Coffee | Douglas | 31533 | 0.84 | 0.81
183129 | 800274 | 4446 WASHINGTON ROAD EVANS | 82387 | JOINT RECRUITING PROGRAM | USACE | 4446 Washington Road | United States | Georgia | Columbia | Evans | 30809 | 0.84 | 0.81
191612 | 13A07 | EVANS LN8574 | 130NG | GEORGIA NATIONAL GUARD | ARGUARD |  | United States | Georgia | Columbia | Evans | 30809 | 0.84 | 0.81
6422 | 13C70 | NEWNAN | 130NG | GEORGIA NATIONAL GUARD | ARGUARD | 12 Armory RD | United States | Georgia | Coweta | Newnan | 30263 | 0.84 | 0.81
185745 | 82387-10913 | 49A NEWNAN STA. DR. NEWNAN | 82387 | JOINT RECRUITING PROGRAM | USACE | 49A Newman Station Drive, Newman Station | United States | Georgia | Coweta | Newnan | 30265 | 0.84 | 0.81
4548 | 13A75 | CORDELE | 130NG | GEORGIA NATIONAL GUARD | ARGUARD | 620 East 8th Street | United States | Georgia | Crisp | Cordele | 31015 | 0.84 | 0.81
170015 | 13035 | DAWSONVILLE STOREFRONT | 130NG | GEORGIA NATIONAL GUARD | ARGUARD | 278 North Hwy 400, Suite 1220 | United States | Georgia | Dawson | Dawsonville | 30534 | 0.84 | 0.81
185164 | 800465 | 101 MARIETTA ST, SUITE 3120 ATLANTA | 18081 | ARMY MISSION SUPPORT | USACE | 101 Marietta Street, Suite 3120 | United States | Georgia | DeKalb | Atlanta | 30303 | 0.95 | 0.92
185162 | 800270 | 1250 CAROLINE STREET ATLANTA | 82387 | JOINT RECRUITING PROGRAM | USACE | 1250 Caroline Street | United States | Georgia | DeKalb | Atlanta | 30307 | 0.95 | 0.92
190962 | 823465 | 2872 WOODCOCK BLVD ATLANTA | 08005 | FORT CARSON | USACE | 2872 Woodcock Boulevard | United States | Georgia | DeKalb | Atlanta | 30341 | 0.95 | 0.92
4669 | 13A95 | DECATUR | 130NG | GEORGIA NATIONAL GUARD | ARGUARD | 3736 Durham Park Road | United States | Georgia | DeKalb | Decatur | 30032 | 0.84 | 0.81
4674 | 13308 | DECATUR USARC | 01530 | 81ST RRC - ALABAMA | ARRES | 1650 Corey Boulevard | United States | Georgia | DeKalb | Decatur | 30032 | 0.84 | 0.81
183119 | 82387-11454 | CANDLER RD DECATUR | 82387 | JOINT RECRUITING PROGRAM | USACE | 2801 Candler Road, South Dekalb Mall #92 | United States | Georgia | DeKalb | Decatur | 30034 | 0.84 | 0.81
183202 | 82387-11567 | COVINGTON HWY LITHONIA | 82387 | JOINT RECRUITING PROGRAM | USACE | 6746 Covington Highway, Lithonia Crossing Suite 200 | United States | Georgia | DeKalb | Lithonia | 30058 | 0.84 | 0.81
188782 | 820853 | 4316 LAWRENCEVILLE HWY TUCKER | 82387 | JOINT RECRUITING PROGRAM | USACE | 4316 Lawrenceville Highway | United States | Georgia | DeKalb | Tucker | 30084 | 0.84 | 0.81
191070 | 13A03 | TUCKER LN8572 | 130NG | GEORGIA NATIONAL GUARD | ARGUARD |  | United States | Georgia | DeKalb | Tucker | 30084 | 0.84 | 0.81
184477 | 82387-12122 | LAVISTA RD TUCKER | 82387 | JOINT RECRUITING PROGRAM | USACE | 3983 Lavista Road, Suites 176, 180 & 184 | United States | Georgia | DeKalb | Tucker | 30084 | 0.84 | 0.81
4802 | 13B15 | EASTMAN | 130NG | GEORGIA NATIONAL GUARD | ARGUARD | 308 Legion Drive | United States | Georgia | Dodge | Eastman | 31023 | 0.84 | 0.81
3734 | 13A05 | ALBANY | 130NG | GEORGIA NATIONAL GUARD | ARGUARD | 1500 North Monroe Street | United States | Georgia | Dougherty | Albany | 31702 | 0.83 | 0.79
68 | M67004-0001 | MCLB ALBANY MAIN SITE | M67004 | MCLB ALBANY GA | MCACT | 814 Radford Boulevard | United States | Georgia | Dougherty | Albany | 31704 | 0.85 | 0.81
134 | M67004-0002 | HOUSING AREA NO 1 | M67004 | MCLB ALBANY GA | MCACT | 1600 Owens Avenue | United States | Georgia | Dougherty | Albany | 31704 | 0.83 | 0.79
182532 | 82387-12482 | N WESTOVER RD ALBANY | 82387 | JOINT RECRUITING PROGRAM | USACE | 709 North Westover Road, Park Place Suites E, F, G & H | United States | Georgia | Dougherty | Albany | 31707 | 0.83 | 0.79
4752 | 13B05 | DOUGLASVILLE | 130NG | GEORGIA NATIONAL GUARD | ARGUARD | 6784 West Church Street | United States | Georgia | Douglas | Douglasville | 30134 | 0.84 | 0.81
182891 | 82387-11615 | DOUGLAS BLVD DOUGLASVILLE | 82387 | JOINT RECRUITING PROGRAM | USACE | 6700 Douglas Boulevard, Arbor Place Suite 1305 | United States | Georgia | Douglas | Douglasville | 30135 | 0.84 | 0.81
7348 | 13D15 | SPRINGFIELD | 130NG | GEORGIA NATIONAL GUARD | ARGUARD | 4440 Laybourne Road | United States | Georgia | Effingham | Springfield | 31329 | 0.84 | 0.81
4839 | 13B25 | ELBERTON | 130NG | GEORGIA NATIONAL GUARD | ARGUARD | 1031 Calhoun Falls Highway | United States | Georgia | Elbert | Elberton | 30635 | 0.84 | 0.81
7481 | 13D25 | SWAINSBORO | 130NG | GEORGIA NATIONAL GUARD | ARGUARD | Ferris Street | United States | Georgia | Emanuel | Swainsboro | 30401 | 0.84 | 0.81
170304 | 13D26 | SWAINSBORO ANNEX | 130NG | GEORGIA NATIONAL GUARD | ARGUARD |  | United States | Georgia | Emanuel | Swainsboro | 30401 | 0.84 | 0.81
183057 | 82387-12913 | SCENIC DR BLUE RIDGE | 82387 | JOINT RECRUITING PROGRAM | USACE | 2800 Scenic Drive, Scenic Crossing Plaza Suite 15 | United States | Georgia | Fannin | Blue Ridge | 30513 | 0.84 | 0.81
184347 | 82387-12008 | HIGHWAY 74 N PEACHTREE CITY | 82387 | JOINT RECRUITING PROGRAM | USACE | 403 Highway 74 North, SuiteD | United States | Georgia | Fayette | Peachtree City | 30269 | 0.84 | 0.81
184348 | 82387-11529 | COMMERCE DR PEACHTREE CITY | 82387 | JOINT RECRUITING PROGRAM | USACE | 440 Commerce Drive, Suite 441 | United States | Georgia | Fayette | Peachtree City | 30269 | 0.84 | 0.81
3878 | 1382A | ATLANTA USARC | 01530 | 81ST RRC - ALABAMA | ARRES |  | United States | Georgia | Fayette | Peachtree City | 30349 | 0.84 | 0.81
7057 | 13C95 | ROME | 130NG | GEORGIA NATIONAL GUARD | ARGUARD | 340 Wilshire Road Northeast | United States | Georgia | Floyd | Rome | 30162 | 0.84 | 0.81
7541 | 13485 | THOMAS H GLENN USARC | 01530 | 81ST RRC - ALABAMA | ARRES | 2405 Redmond Circle | United States | Georgia | Floyd | Rome | 30165 | 0.84 | 0.81
183757 | 710585 | 2206 SHORTER AVE, SUITE B ROME | 82387 | JOINT RECRUITING PROGRAM | USACE | 2206 Shorter Avenue, Suite B | United States | Georgia | Floyd | Rome | 30165 | 0.84 | 0.81
183758 | 82387-12694 | REDMOND CIR ROME | 82387 | JOINT RECRUITING PROGRAM | USACE | 2018A Redmond Circle | United States | Georgia | Floyd | Rome | 30165 | 0.84 | 0.81
170808 | 13A77 | CUMMING | 130NG | GEORGIA NATIONAL GUARD | ARGUARD |  | United States | Georgia | Forsyth | Cumming | 30040 | 0.84 | 0.81
191523 | 823803 | 8465 HOLCOMB BRIDGE ROAD ALPHARETTA | 82387 | JOINT RECRUITING PROGRAM | USACE | 8465 Holcomb Bridge Road | United States | Georgia | Fulton | Alpharetta | 30022 | 0.95 | 0.92
190209 | N42237-SN | SAM NUNN FED CENTER | N42237 | SUBASE KINGS BAY GA | NAVACT |  | United States | Georgia | Fulton | Atlanta | 30303 | 0.95 | 0.92
185166 | 18081-10206 | 75 SPRING ST ATLANTA | 18081 | ARMY MISSION SUPPORT | USACE | 75 Spring Street, RB Russell FB-CT | United States | Georgia | Fulton | Atlanta | 30303 | 0.95 | 0.92
185160 | 82387-12661 | PONCE DE LEON ATLANTA | 82387 | JOINT RECRUITING PROGRAM | USACE | 650 Ponce De Leon Avenue, Suite 918 | United States | Georgia | Fulton | Atlanta | 30308 | 0.95 | 0.92
185165 | 82387-13293 | W PEACHTREE ST ATLANTA | 82387 | JOINT RECRUITING PROGRAM | USACE | 817 West Peachtree Street, Suite A180 | United States | Georgia | Fulton | Atlanta | 30308 | 0.95 | 0.92
3877 | 13A25 | ATLANTA - CONFEDERATE AVE | 130NG | GEORGIA NATIONAL GUARD | ARGUARD | 935 East Confederate Avenue | United States | Georgia | Fulton | Atlanta | 30316 | 0.95 | 0.92
5030 | 13115 | FORT MCPHERSON | 13055 | FORT GORDON | ARACT | 0.12 miles North of the Intersection of Langford Pkwy and Lee St SW (off of Lee St SW) | United States | Georgia | Fulton | Atlanta | 30330 | 0.95 | 0.92
170787 | 13A31 | ATLANTA READINESS CENTER | 130NG | GEORGIA NATIONAL GUARD | ARGUARD |  | United States | Georgia | Fulton | Atlanta | 30331 | 0.95 | 0.92
191078 | 13A01 | CAMP CREEK LN8575 | 130NG | GEORGIA NATIONAL GUARD | ARGUARD |  | United States | Georgia | Fulton | Atlanta | 30331 | 0.95 | 0.92
4399 | 13A30 | CHARLIE BROWN ARPRT | 130NG | GEORGIA NATIONAL GUARD | ARGUARD | 4115 South Airport Road | United States | Georgia | Fulton | Atlanta | 30336 | 0.95 | 0.92
190638 | 822302 | 3620 CAMP CREEK PKWY ATLANTA | 82387 | JOINT RECRUITING PROGRAM | USACE | 3620 Camp Creek Parkway | United States | Georgia | Fulton | Atlanta | 30336 | 0.95 | 0.92
190753 | 822980 | 2548 CRESCENT PARK COURT ATLANTA | 70132 | INDEPENDENT DUTY HOUSING PROGRAM | USACE | 2548 Crescent Park Court | United States | Georgia | Fulton | Atlanta | 30339 | 0.95 | 0.92
185167 | 82387-12616 | PARKWAY CIR ATLANTA | 82387 | JOINT RECRUITING PROGRAM | USACE | 75 Parkway Circle, Building F Suites 6120 & 6185 | United States | Georgia | Fulton | Atlanta | 30339 | 0.95 | 0.92
4798 | 13395 | EAST POINT USARC | 01530 | 81ST RRC - ALABAMA | ARRES | 2323 Dauphine Street | United States | Georgia | Fulton | Atlanta | 30344 | 0.95 | 0.92
5544 | 13A67 | INDUSTRIAL HYGIENIST | 130NG | GEORGIA NATIONAL GUARD | ARGUARD | 510 Plaza Drive | United States | Georgia | Fulton | Atlanta | 30349 | 0.95 | 0.92
191033 | 823512 | 6175 OLD NATIONAL HWY ATLANTA | 82387 | JOINT RECRUITING PROGRAM | USACE | 6175 Old National Highway | United States | Georgia | Fulton | Atlanta | 30349 | 0.95 | 0.92
169894 | 13627 | STORE FRONT RECRUITING ROSWELL | 130NG | GEORGIA NATIONAL GUARD | ARGUARD |  | United States | Georgia | Fulton | Roswell | 30076 | 0.95 | 0.92
183759 | 82387-12228 | MANSELL RD ROSWELL | 82387 | JOINT RECRUITING PROGRAM | USACE | 875 Mansell Road, Suite D2 | United States | Georgia | Fulton | Roswell | 30076 | 0.95 | 0.92
185244 | 800278 | 6277 ROSWELL ROAD SANDY SPRINGS | 82387 | JOINT RECRUITING PROGRAM | USACE | 6277 Roswell Road | United States | Georgia | Fulton | Sandy Springs | 30328 | 0.95 | 0.92
4166 | 13A50 | BRUNSWICK | 130NG | GEORGIA NATIONAL GUARD | ARGUARD | 3100 Norwich Street | United States | Georgia | Glynn | Brunswick | 31520 | 0.96 | 0.93
2124 | JASR0001 | GLYNCO AIR NATIONAL GUARD STATION SITE # 1 | XDQU | SAVANNAH/HILTON HEAD IAP | AFGUARD | 1693 Glynco Parkway Northeast | United States | Georgia | Glynn | Brunswick | 31525 | 0.96 | 0.93
191117 | 823586 | 114 FOX RUN DR BRUNSWICK | 70132 | INDEPENDENT DUTY HOUSING PROGRAM | USACE | 114 Fox Run Dirve | United States | Georgia | Glynn | Brunswick | 31525 | 0.96 | 0.93
182242 | 82387-12215 | MALL BLVD BRUNSWICK | 82387 | JOINT RECRUITING PROGRAM | USACE | 100 Mall Boulevard, Colonial Mall - Glynn | United States | Georgia | Glynn | Brunswick | 31525 | 0.96 | 0.93
4211 | 13A55 | CALHOUN | 130NG | GEORGIA NATIONAL GUARD | ARGUARD | 300 North Rivers Street | United States | Georgia | Gordon | Calhoun | 30701 | 0.84 | 0.81
191887 | 824442 | 6240 AMBERCREST CT BUFORD | 70132 | INDEPENDENT DUTY HOUSING PROGRAM | USACE | 6240 Ambercrest Court | United States | Georgia | Gwinnett | Buford | 30518 | 0.84 | 0.81
187898 | 810108 | 3320 BUFORD DRIVE BUFORD | 82387 | JOINT RECRUITING PROGRAM | USACE | 3320 Buford Drive | United States | Georgia | Gwinnett | Buford | 30519 | 0.84 | 0.81
191789 | 824369 | 4720 BRANDON ACRES LANE BUFORD | 70132 | INDEPENDENT DUTY HOUSING PROGRAM | USACE | 4720 Brandon Acres Lane | United States | Georgia | Gwinnett | Buford | 30519 | 0.84 | 0.81
191783 | 824381 | 2915 DACULA OAKS DR DACULA | 70132 | INDEPENDENT DUTY HOUSING PROGRAM | USACE | 2915 Dacula Oaks Drive | United States | Georgia | Gwinnett | Dacula | 30019 | 0.84 | 0.81
184705 | 82387-11963 | GWINETT PL RD DULUTH | 82387 | JOINT RECRUITING PROGRAM | USACE | 3500 Gwinett Place Drive, Suites 14, 15, 16 & 17 | United States | Georgia | Gwinnett | Duluth | 30096 | 0.84 | 0.81
170265 | 13A26 | LAWRENCEVILLE STORE FRONT | 130NG | GEORGIA NATIONAL GUARD | ARGUARD |  | United States | Georgia | Gwinnett | Lawrenceville | 30043 | 0.84 | 0.81
9425 | 13C05 | LAWRENCEVILLE | 130NG | GEORGIA NATIONAL GUARD | ARGUARD | 121 East Crogan Street | United States | Georgia | Gwinnett | Lawrenceville | 30045 | 0.84 | 0.81
184403 | 82387-10124 | 1154 LAWRENCEVILLE H LAWRENCEVILLE | 82387 | JOINT RECRUITING PROGRAM | USACE | 1154 Lawrenceville Highway, Suites 104A & 104B | United States | Georgia | Gwinnett | Lawrenceville | 30045 | 0.84 | 0.81
189901 | 822030 | 3040 BATTLEMENT CIRCLE LOGANVILLE | 70132 | INDEPENDENT DUTY HOUSING PROGRAM | USACE | 3040 Battlement Circle | United States | Georgia | Gwinnett | Loganville | 30052 | 0.84 | 0.81
184704 | 82387-10909 | 4855 PEACHTREE INDUSTRIAL BLVD NORCROSS | 82387 | JOINT RECRUITING PROGRAM | USACE | 4855 Peachtree Industrial Boulevard, Peachtree Corners II | United States | Georgia | Gwinnett | Norcross | 30092 | 0.84 | 0.81
183864 | 800279 | 3035 CENTERVILLE HWY SNELLVILLE | 82387 | JOINT RECRUITING PROGRAM | USACE | 3035 Centerville Highway | United States | Georgia | Gwinnett | Snellville | 30039 | 0.84 | 0.81
190884 | 823038 | 2479 BRENTMOOR COURT SUWANEE | 70132 | INDEPENDENT DUTY HOUSING PROGRAM | USACE | 2479 Brentmoor Court | United States | Georgia | Gwinnett | Suwanee | 30024 | 0.84 | 0.81
5145 | 13B40 | GAINESVILLE | 130NG | GEORGIA NATIONAL GUARD | ARGUARD | 753 Alta Vista Road | United States | Georgia | Hall | Gainesville | 30501 | 0.84 | 0.81
182551 | 18081-10004 | 1 BRAWLEY MOUNTAIN GAINESVILLE | 18081 | ARMY MISSION SUPPORT | USACE | 1 Brawley Mountain | United States | Georgia | Hall | Gainesville | 30501 | 0.84 | 0.81
182552 | 18081-10017 | 1 OCONEE NATIONAL FORT GAINESVILLE | 18081 | ARMY MISSION SUPPORT | USACE | 1 Oconee National Forest | United States | Georgia | Hall | Gainesville | 30501 | 0.84 | 0.81
182553 | 82387-11587 | DAWSONVILLE HWY GAINESVILLE | 82387 | JOINT RECRUITING PROGRAM | USACE | 975 Dawsonville Highway, McEver's Corner S/C | United States | Georgia | Hall | Gainesville | 30501 | 0.84 | 0.81
182554 | 18081-10005 | 1 CHATTAHOOCHEE NATIONAL GAINESVILLE | 18081 | ARMY MISSION SUPPORT | USACE | 1 CHATTAHOOCHEE NATIONAL FOREST | United States | Georgia | Hall | Gainesville | 30501 | 0.84 | 0.81
182555 | 82387-12250 | MCEVER RD GAINESVILLE | 82387 | JOINT RECRUITING PROGRAM | USACE | 958 McEver Road, Suite B-1 | United States | Georgia | Hall | Gainesville | 30504 | 0.84 | 0.81
183941 | 18081-10010 | 1 HARALSON COUNTY BUCHANAN | 18081 | ARMY MISSION SUPPORT | USACE | 1 Haralson County | United States | Georgia | Haralson | Buchanan | 30113 | 0.84 | 0.81
5375 | 13B55 | HARTWELL | 130NG | GEORGIA NATIONAL GUARD | ARGUARD | 504 Fairview Avenue | United States | Georgia | Hart | Hartwell | 30643 | 0.84 | 0.81
190270 | 822555 | 11723 REGISTRY BLVD. HAMPTON | 70132 | INDEPENDENT DUTY HOUSING PROGRAM | USACE | 11723 Registry Boulevard | United States | Georgia | Henry | Hampton | 30228 | 0.84 | 0.81
184316 | 82387-10286 | 149 JONESBORO ROAD MCDONOUGH | 82387 | JOINT RECRUITING PROGRAM | USACE | 149 Jonesboro Road | United States | Georgia | Henry | McDonough | 30253 | 0.84 | 0.81
184317 | 82387-12078 | JONESBORO RD MCDONOUGH | 82387 | JOINT RECRUITING PROGRAM | USACE | 2097 Jonesboro Road, Suites 9 & 10 | United States | Georgia | Henry | McDonough | 30253 | 0.84 | 0.81
169925 | 13955 | STOCKBRIDGE STOREFRONT LEASE | 130NG | GEORGIA NATIONAL GUARD | ARGUARD |  | United States | Georgia | Henry | Stockbridge | 30281 | 0.84 | 0.81
183942 | 82387-13353 | WATSON BLVD CENTERVILLE | 82387 | JOINT RECRUITING PROGRAM | USACE | 2922 Watson Boulevard, Suites 110A, B, C, D & 200 | United States | Georgia | Houston | Centerville | 31028 | 0.85 | 0.82
3219 | UHHZ0001 | ROBINS AIR FORCE BASE SITE # 1 | UHHZ | ROBINS AIR FORCE BASE | AFACT | 215 Page Road | United States | Georgia | Houston | Robins AFB | 31098 | 0.85 | 0.82
170149 | 13410 | WARNER ROBBINS STOREFRONT | 130NG | GEORGIA NATIONAL GUARD | ARGUARD |  | United States | Georgia | Houston | Warner Robins | 31088 | 0.85 | 0.82
190247 | 13592 | WARNER ROBINS USARC | 01530 | 81ST RRC - ALABAMA | ARRES | 101 Snellgrove Drive | United States | Georgia | Houston | Warner Robins | 31088 | 0.85 | 0.82
190276 | 822993 | 124 BYRD WAY WARNER ROBINS | 82387 | JOINT RECRUITING PROGRAM | USACE | 124 Byrd Way | United States | Georgia | Houston | Warner Robins | 31088 | 0.85 | 0.82
191613 | 13A08 | WARNER ROBINS LN8796 | 130NG | GEORGIA NATIONAL GUARD | ARGUARD |  | United States | Georgia | Houston | Warner Robins | 31088 | 0.85 | 0.82
183061 | 82387-11601 | DENTAL DR WARNER ROBINS | 82387 | JOINT RECRUITING PROGRAM | USACE | 205 Dental Drive, Suites 7 & 11 | United States | Georgia | Houston | Warner Robins | 31088 | 0.85 | 0.82
189963 | 710274 | 2620 WATSON BLVD WARNER ROBINS | 82387 | JOINT RECRUITING PROGRAM | USACE | 2620 Watson Boulevard, Suites B1 & B2 | United States | Georgia | Houston | Warner Robins | 31093 | 0.85 | 0.82
184123 | 800271 | 216 STEVEN B. TANGER BLVD COMMERCE | 82387 | JOINT RECRUITING PROGRAM | USACE | 216 Steven B. Tanger Boulevard | United States | Georgia | Jackson | Commerce | 30529 | 0.84 | 0.81
2135 | JENK0001 | JENKINS MINI MUTE RADAR BOMB SCORING SITE SITE # 1 | VLSB | SHAW AIR FORCE BASE | AFACT | 306 Dairy Road | United States | Georgia | Jenkins | Millen | 30442 | 0.84 | 0.81
3931 | 13A42 | BARNESVILLE | 130NG | GEORGIA NATIONAL GUARD | ARGUARD | 408 Old 41 Highway | United States | Georgia | Lamar | Barnesville | 30204 | 0.84 | 0.81
2136 | JFHC0001 | GRAND BAY WEAPONS RANGE SITE # 1 | QSEU | MOODY AIR FORCE BASE | AFACT | 3202 Mitchess Street | United States | Georgia | Lanier | Lakeland | 31699 | 0.84 | 0.81
3285 | VVPN0001 | SOUTH STOCKTON NEXRAD WEATHER SITE SITE # 1 | QSEU | MOODY AIR FORCE BASE | AFACT | 23 Buck Luck Road | United States | Georgia | Lanier | Stockton | 31649 | 0.84 | 0.81
4767 | 13385 | DUBLIN USARC | 01530 | 81ST RRC - ALABAMA | ARRES | 1002 Matrin Luther King Jr Drive | United States | Georgia | Laurens | Dublin | 31021 | 0.84 | 0.81
169927 | 13821 | DUBLIN ANNEX | 130NG | GEORGIA NATIONAL GUARD | ARGUARD |  | United States | Georgia | Laurens | Dublin | 31021 | 0.84 | 0.81
185432 | 800273 | 2421 HIGHWAY 80 WEST DUBLIN | 82387 | JOINT RECRUITING PROGRAM | USACE | 2421 Highway 80 West | United States | Georgia | Laurens | Dublin | 31021 | 0.84 | 0.81
170852 | 01530-10002 | 1 USAR CENTER DUBLIN | 01530 | 81ST RRC - ALABAMA | ARRES | 1 USAR Center | United States | Georgia | Laurens | Dublin | 31021 | 0.84 | 0.81
4766 | 13B10 | DUBLIN | 130NG | GEORGIA NATIONAL GUARD | ARGUARD | 908 Telfair Street | United States | Georgia | Laurens | Dublin | 31040 | 0.84 | 0.81
183860 | 18081-10271 | BUILDING 2, ARMY AIRFIELD OPERATION FORT STEWART | 18081 | ARMY MISSION SUPPORT | USACE |  | United States | Georgia | Liberty | Fort Stewart | 31313 | 0.87 | 0.84
5450 | 13B75 | HINESVILLE | 130NG | GEORGIA NATIONAL GUARD | ARGUARD | 611 E Oglethorpe Highway | United States | Georgia | Liberty | Hinesville | 31313 | 0.87 | 0.84
5054 | 13305 | FORT STEWART | 13305 | FORT STEWART | ARACT | Wilson and Gulick Avenue | United States | Georgia | Liberty | Hinesville | 31314 | 0.87 | 0.84
182238 | 82387-13288 | W OGLETHORPE HWY HINESVILLE | 82387 | JOINT RECRUITING PROGRAM | USACE | 115 West Oglethorpe Highway, Units 1, 2, & 5 | United States | Georgia | Liberty | Hinesville | 31315 | 0.87 | 0.84
3021 | QSRG0001 | MOODY RECREATION ANNEX SITE # 1 | QSEU | MOODY AIR FORCE BASE | AFACT | 5360 Grassy Pond Road | United States | Georgia | Lowndes | Lake Park | 31636 | 0.88 | 0.86
3020 | QSEU0001 | MOODY AIR FORCE BASE SITE # 1 | QSEU | MOODY AIR FORCE BASE | AFACT | 23 Knights Way | United States | Georgia | Lowndes | Moody AFB | 31699 | 0.88 | 0.86
185203 | 82387-10816 | 401 N PATTERSON VALDOSTA | 82387 | JOINT RECRUITING PROGRAM | USACE | 401 North Patterson Street | United States | Georgia | Lowndes | Valdosta | 31601 | 0.88 | 0.86
7689 | 13D60 | VALDOSTA | 130NG | GEORGIA NATIONAL GUARD | ARGUARD | 5500 East Valencia Road | United States | Georgia | Lowndes | Valdosta | 31602 | 0.88 | 0.86
185826 | 82387-11370 | BAYTREE RD VALDOSTA | 82387 | JOINT RECRUITING PROGRAM | USACE | 1525 Baytree Road, Suite L | United States | Georgia | Lowndes | Valdosta | 31602 | 0.88 | 0.86
188510 | 820383 | 3219 NORTH OAK STREET EXT VALDOSTA | 82387 | JOINT RECRUITING PROGRAM | USACE | 3219 North Oak Street Ext | United States | Georgia | Lowndes | Valdosta | 31605 | 0.88 | 0.86
190393 | 703096 | 5535 BEMISS ROAD VALDOSTA | 82387 | JOINT RECRUITING PROGRAM | USACE | 5535 Bemis Road | United States | Georgia | Lowndes | Valdosta | 31605 | 0.88 | 0.86
185204 | 82387-13412 | WOOSLEY ST VALDOSTA | 82387 | JOINT RECRUITING PROGRAM | USACE | 6234 Woosley Street, Building 588 336th Air Force Recruiting Squadron | United States | Georgia | Lowndes | Valdosta | 31699 | 0.88 | 0.86
4632 | 13027 | CAMP FRANK D. MERRILL, DAHLONEGA | 13025 | FORT BENNING | ARACT | Camp Wahsega Road, 5th Ranger Training Battalion | United States | Georgia | Lumpkin | Dahlonega | 30533 | 0.84 | 0.81
6860 | 13031 | PORTER VILLAGE | 13025 | FORT BENNING | ARACT | West of the Intersection of Rable Dr and Wimpy Mill Road | United States | Georgia | Lumpkin | Dahlonega | 30533 | 0.84 | 0.81
183116 | 18081-10280 | CHATTAHOOCHEE FOREST DAHLONEGA | 18081 | ARMY MISSION SUPPORT | USACE | 1 Chattahoochee National Forest | United States | Georgia | Lumpkin | Dahlonega | 30533 | 0.84 | 0.81
185666 | 18081-10003 | 1 BLACK MOUNTAIN DAHLONEGA | 18081 | ARMY MISSION SUPPORT | USACE | 1 Black Mountain, Union County | United States | Georgia | Lumpkin | Dahlonega | 30533 | 0.84 | 0.81
6253 | 13C60 | MONTEZUMA | 130NG | GEORGIA NATIONAL GUARD | ARGUARD | 718 Vienna Road | United States | Georgia | Macon | Montezuma | 31063 | 0.84 | 0.81
7547 | 13D45 | THOMSON | 130NG | GEORGIA NATIONAL GUARD | ARGUARD | Rr 1 E M-60 | United States | Georgia | McDuffie | Thomson | 30824 | 0.84 | 0.81
45 | M60169-0006 | TOWNSEND BOMBING RANGE | M60169 | MCAS BEAUFORT SC | MCACT | 1 Warsaw Tram Road | United States | Georgia | McIntosh | Townsend | 31331 | 0.96 | 0.93
279 | N42237-TR | SHELLMAN BLUFF TACTS | N42237 | SUBASE KINGS BAY GA | NAVACT | 1245 Sally Houston Road Northeast | United States | Georgia | McIntosh | Townsend | 31331 | 0.96 | 0.93
170305 | TWSN0001 | TOWNSEND AIR TO GROUND WEAPONS RANGE | XDQU | SAVANNAH/HILTON HEAD IAP | AFGUARD |  | United States | Georgia | McIntosh | Townsend | 31331 | 0.96 | 0.93
4976 | 13B35 | FORSYTH | 130NG | GEORGIA NATIONAL GUARD | ARGUARD | 100 Quitman Guards Lane | United States | Georgia | Monroe | Forsyth | 31029 | 0.84 | 0.81
4977 | 13B36 | FORSYTH-DLOG | 130NG | GEORGIA NATIONAL GUARD | ARGUARD | 100 Quitman Guards Lane | United States | Georgia | Monroe | Forsyth | 31029 | 0.84 | 0.81
1197 | N42237-CO | NOSC COLUMBUS GA | N42237 | SUBASE KINGS BAY GA | NAVACT | 414 4th Street | United States | Georgia | Muscogee | Columbus | 31901 | 0.86 | 0.83
4511 | 13A70 | COLUMBUS | 130NG | GEORGIA NATIONAL GUARD | ARGUARD | 2505 Victory Drive | United States | Georgia | Muscogee | Columbus | 31902 | 0.86 | 0.83
182516 | 82387-12953 | SIDNEY SIMONS COLUMBUS | 82387 | JOINT RECRUITING PROGRAM | USACE | 5300 Sidney Simons Boulevard, Suite 13 | United States | Georgia | Muscogee | Columbus | 31904 | 0.86 | 0.83
182517 | 710120 | 5900 RIVER ROAD COLUMBUS | 82387 | JOINT RECRUITING PROGRAM | USACE | 5900 River Road Suite 5A | United States | Georgia | Muscogee | Columbus | 31904 | 0.86 | 0.83
182520 | 18081-10512 | PEACHTREE MALL COLUMBUS | 18081 | ARMY MISSION SUPPORT | USACE | 3131 Manchester Highway, Peachtree Mall Space 4 | United States | Georgia | Muscogee | Columbus | 31904 | 0.86 | 0.83
4984 | 13025 | FORT BENNING GA | 13025 | FORT BENNING | ARACT | Dixie Road and Hourglass Road | United States | Georgia | Muscogee | Columbus | 31905 | 0.86 | 0.83
182519 | 82387-11432 | BUENA VISTA BLVD COLUMBUS | 82387 | JOINT RECRUITING PROGRAM | USACE | 4248 Buena Vista Boulevard, Suite D | United States | Georgia | Muscogee | Columbus | 31907 | 0.86 | 0.83
170408 | 13A71 | STORE FRONT COLUMBUS | 130NG | GEORGIA NATIONAL GUARD | ARGUARD |  | United States | Georgia | Muscogee | Columbus | 31909 | 0.86 | 0.83
188757 | 820337 | 3575 MACON ROAD COLUMBUS | 82387 | JOINT RECRUITING PROGRAM | USACE | 3575 Macon Road | United States | Georgia | Muscogee | Columbus | 31909 | 0.86 | 0.83
189923 | 822053 | 5735 CANTERBURY DRIVE COLUMBUS | 01252 | FORT RUCKER | ARACT | 5735 Canterbury Drive | United States | Georgia | Muscogee | Columbus | 31909 | 0.86 | 0.83
182518 | 82387-10688 | 3031 MANCHESTER EXPRESSWAY COLUMBUS | 82387 | JOINT RECRUITING PROGRAM | USACE | 3031 Manchester Expressway, Peachtree Mall Suite 3M | United States | Georgia | Muscogee | Columbus | 31909 | 0.86 | 0.83
187441 | 800629 | GILLESPIE STREET FORT BENNING | 82387 | JOINT RECRUITING PROGRAM | USACE |  | United States | Georgia | Muscogee | Fort Benning | 31905 | 0.86 | 0.83
190483 | 822353 | 1492 CENTRAL CHURCH ROAD MIDLAND | 70132 | INDEPENDENT DUTY HOUSING PROGRAM | USACE | 1492 Central Church Road | United States | Georgia | Muscogee | Unknown | 31820 | 0.86 | 0.83
9421 | 13A80 | COVINGTON | 130NG | GEORGIA NATIONAL GUARD | ARGUARD | 2131 Stallings Street Northwest | United States | Georgia | Newton | Covington | 30014 | 0.84 | 0.81
182880 | 800272 | 5131 HIGHWAY 278 NW COVINGTON | 82387 | JOINT RECRUITING PROGRAM | USACE | 5131 Highway 278 Northwest | United States | Georgia | Newton | Covington | 30014 | 0.84 | 0.81
191436 | 823970 | 98 HUNTERS CREEK DALLAS | 70132 | INDEPENDENT DUTY HOUSING PROGRAM | USACE | 98 Hunters Creek | United States | Georgia | Paulding | Dallas | 30157 | 0.84 | 0.81
182239 | 710277 | 5575 WENDY BAGWELL ROAD, SUITE 201 HIRAM | 82387 | JOINT RECRUITING PROGRAM | USACE | 5575 Wendy Bagwell Road, Meineke Center Suite 201 | United States | Georgia | Paulding | Hiram | 30141 | 0.84 | 0.81
185966 | 18081-10036 | 108 PEACHTREE PARKWAY BYRON | 18081 | ARMY MISSION SUPPORT | USACE | 108 Peachtree Parkway, Suite 302 | United States | Georgia | Peach | Byron | 31008 | 0.85 | 0.82
3584 | 13405 | FORT VALLEY USARC | 01530 | 81ST RRC - ALABAMA | ARRES | 602 North Camellia Boulevard | United States | Georgia | Peach | Fort Valley | 31030 | 0.85 | 0.82
4359 | 13A65 | CEDARTOWN | 130NG | GEORGIA NATIONAL GUARD | ARGUARD | 1699 Buchanan Highway | United States | Georgia | Polk | Cedartown |  | 0.84 | 0.81
2338 | KHKK0001 | HAWKINSVILLE SPACE SURVEILLANCE STATION | TDKA | PETERSON AFB | AFACT |  | United States | Georgia | Pulaski | Hawkinsville | 31036 | 0.84 | 0.81
3888 | 13A35 | AUGUSTA | 130NG | GEORGIA NATIONAL GUARD | ARGUARD | 88 Milledge Road | United States | Georgia | Richmond | Augusta | 30904 | 0.91 | 0.87
5006 | 13055 | FORT GORDON | 13055 | FORT GORDON | ARACT | 307 Chamberlain Avenue | United States | Georgia | Richmond | Augusta | 30905 | 0.91 | 0.87
5007 | 13059 | FORT GORDON RECREATION AREA | 13055 | FORT GORDON | ARACT | 6703 Washington Road | United States | Georgia | Richmond | Augusta | 30905 | 0.91 | 0.87
1198 | N42237-AU | NOSC-MCRC AUGUSTA GA | N42237 | SUBASE KINGS BAY GA | NAVACT | 2869 Central Avenue | United States | Georgia | Richmond | Augusta | 30909 | 0.91 | 0.87
3891 | 13366 | AUGUSTA USARC/AMSA #54 (G) | 01530 | 81ST RRC - ALABAMA | ARRES | 3311 Wrightsboro Road | United States | Georgia | Richmond | Augusta | 30909 | 0.91 | 0.87
184423 | 82387-10630 | 2743 PERIMETER PKWY AUGUSTA | 82387 | JOINT RECRUITING PROGRAM | USACE | 2743 Perimeter Parkway, Augusta Corporate Center | United States | Georgia | Richmond | Augusta | 30909 | 0.91 | 0.87
184424 | 82387-13414 | WRIGHTSBORO RD AUGUSTA | 82387 | JOINT RECRUITING PROGRAM | USACE | 3435 Wrightsboro Road, Suites 1002, 1010 & 1012 | United States | Georgia | Richmond | Augusta | 30909 | 0.91 | 0.87
184425 | 82387-10756 | 3435 WRIGHTSBORO RD AUGUSTA | 82387 | JOINT RECRUITING PROGRAM | USACE | 3435 Wrightsboro Road, Suites 1006 & 1008 | United States | Georgia | Richmond | Augusta | 30909 | 0.91 | 0.87
337 | N42237-FG | NAVIOCOM FORT GORDON | N42237 | SUBASE KINGS BAY GA | NAVACT | 537 Brainard Avenue | United States | Georgia | Richmond | Fort Gordon | 30905 | 0.91 | 0.87
2068 | GMMS0001 | FORT GORDON MINI MUTE SITE, DEPT OF ARMY SITE # 1 | VLSB | SHAW AIR FORCE BASE | AFACT | 17th Street | United States | Georgia | Richmond | Fort Gordon | 30905 | 0.91 | 0.87
170769 | 13A78 | CONYERS STORE FRONT RECRUITING | 130NG | GEORGIA NATIONAL GUARD | ARGUARD |  | United States | Georgia | Rockdale | Conyers | 30013 | 0.84 | 0.81
184315 | 82387-12031 | HWY 20 SE CONYERS | 82387 | JOINT RECRUITING PROGRAM | USACE | 1820 Highway 20 Southeast, Suites 210, 210A, 212 & 212A | United States | Georgia | Rockdale | Conyers | 30013 | 0.84 | 0.81
5298 | 13B50 | GRIFFIN | 130NG | GEORGIA NATIONAL GUARD | ARGUARD | 1015 South Hill Street | United States | Georgia | Spalding | Griffin | 30223 | 0.84 | 0.81
182534 | 82387-12365 | N EXPRESSWAY GRIFFIN | 82387 | JOINT RECRUITING PROGRAM | USACE | 1435 North Expressway, Suites 106A, 106B & 106C | United States | Georgia | Spalding | Griffin | 30223 | 0.84 | 0.81
185243 | 82387-10798 | 3886 GA HWY 17, SUITE C-1 EASTANOLLEE | 82387 | JOINT RECRUITING PROGRAM | USACE | 3886 Georgia Highway 17, Suite C-1 | United States | Georgia | Stephens | Eastanollee | 30538 | 0.84 | 0.81
7561 | 13D55 | TOCCOA | 130NG | GEORGIA NATIONAL GUARD | ARGUARD | 925 Research Drive | United States | Georgia | Stephens | Toccoa | 30577 | 0.84 | 0.81
3778 | 13A15 | AMERICUS | 130NG | GEORGIA NATIONAL GUARD | ARGUARD | 901 Adderton Drive | United States | Georgia | Sumter | Americus | 31709 | 0.84 | 0.81
183862 | 711067 | 105 MANHATTEN ST AMERICUS | 82387 | JOINT RECRUITING PROGRAM | USACE | 105 Manhatten Street | United States | Georgia | Sumter | Americus | 31709 | 0.84 | 0.81
191040 | 13A16 | AMERICUS ANNEX | 130NG | GEORGIA NATIONAL GUARD | ARGUARD |  | United States | Georgia | Sumter | Americus | 31719 | 0.84 | 0.81
3189 | TTNL0001 | TATTNALL SPACE SURVEILLANCE STATION | TDKA | PETERSON AFB | AFACT |  | United States | Georgia | Tattnall | Glennville | 30427 | 0.84 | 0.81
5220 | 13B45 | GLENNVILLE | 130NG | GEORGIA NATIONAL GUARD | ARGUARD | 1200 East Barnard Street | United States | Georgia | Tattnall | Glennville | 30427 | 0.87 | 0.84
7546 | 13D35 | THOMASVILLE | 130NG | GEORGIA NATIONAL GUARD | ARGUARD | 612 Main Street | United States | Georgia | Thomas | Thomasville | 31792 | 0.84 | 0.81
184402 | 82387-13134 | US HIGHWAY 19 S THOMASVILLE | 82387 | JOINT RECRUITING PROGRAM | USACE | 15155 US Highway 19 South, Gateway Shopping Center | United States | Georgia | Thomas | Thomasville | 31792 | 0.84 | 0.81
5357 | 13505 | HAROLD B DURHAM JR USARC | 01530 | 81ST RRC - ALABAMA | ARRES | 212 Victory Drive North | United States | Georgia | Tift | Tifton | 31794 | 0.84 | 0.81
7553 | 13D50 | TIFTON | 130NG | GEORGIA NATIONAL GUARD | ARGUARD | 620 John G. Rose Drive | United States | Georgia | Tift | Tifton | 31794 | 0.84 | 0.81
185198 | 82387-13164 | VIRGINIA AVE N TIFTON | 82387 | JOINT RECRUITING PROGRAM | USACE | 458 Virginia Avenue North, Tifton Mall Suite 3 | United States | Georgia | Tift | Tifton | 31794 | 0.84 | 0.81
184807 | 82387-12305 | MOSE COLEMAN DR VIDALIA | 82387 | JOINT RECRUITING PROGRAM | USACE | 106 Mose Coleman Drive | United States | Georgia | Toombs | Vidalia | 30474 | 0.84 | 0.81
5779 | 13B95 | LAGRANGE | 130NG | GEORGIA NATIONAL GUARD | ARGUARD | 205 Youngs Mill Road | United States | Georgia | Troup | La Grange | 30240 | 0.84 | 0.81
185201 | 82387-12101 | LAFAYETTE PKWY LA GRANGE | 82387 | JOINT RECRUITING PROGRAM | USACE | 1501 Lafayette Parkway, West Georgia Commons Mall | United States | Georgia | Troup | La Grange | 30240 | 0.84 | 0.81
191473 | 823944 | 1302 LAFAYETTE PARKWAY LAGRANGE | 82387 | JOINT RECRUITING PROGRAM | USACE | 1302 Lafayette Parkway | United States | Georgia | Troup | La Grange | 30241 | 0.84 | 0.81
2396 | LUCK0001 | JEFFERSONVILLE NEXRAD SITE SITE # 1 | UHHZ | ROBINS AIR FORCE BASE | AFACT | 775 Macon Street | United States | Georgia | Twiggs | Jeffersonville | 31044 | 0.84 | 0.81
3586 | 13415 | GAINSVILLE USARC | 01530 | 81ST RRC - ALABAMA | ARRES | 570 Shallow Ford Road Northwest | United States | Georgia | Unknown | Unknown | 30504 | 0.84 | 0.81
7544 | 13D30 | THOMASTON | 130NG | GEORGIA NATIONAL GUARD | ARGUARD | 130 Culbreth Avenue | United States | Georgia | Upson | Thomaston | 30286 | 0.84 | 0.81
185200 | 18081-10281 | CHATTAHOOCHEE LAFAYETTE | 18081 | ARMY MISSION SUPPORT | USACE | 1 Chattahoochee | United States | Georgia | Walker | La Fayette | 30728 | 0.84 | 0.81
6240 | 13C55 | MONROE | 130NG | GEORGIA NATIONAL GUARD | ARGUARD | 436 East Washington Street | United States | Georgia | Walton | Monroe | 30655 | 0.84 | 0.81
7822 | 13D70 | WAYCROSS | 130NG | GEORGIA NATIONAL GUARD | ARGUARD |  | United States | Georgia | Ware | Waycross | 31501 | 0.84 | 0.81
183883 | 82387-11923 | GEORGIA PKWY W WAYCROSS | 82387 | JOINT RECRUITING PROGRAM | USACE | 1733, 1735, 1737 & 1739 South Georgia Parkway West | United States | Georgia | Ware | Waycross | 31501 | 0.84 | 0.81
4640 | 13A85 | DALTON | 130NG | GEORGIA NATIONAL GUARD | ARGUARD | 709 West Crawford Street | United States | Georgia | Whitfield | Dalton | 30720 | 0.84 | 0.81
183118 | 82387-13335 | WALNUT SQ MALL DALTON | 82387 | JOINT RECRUITING PROGRAM | USACE | 2150 East Walnut Avenue, Walnut Square Mall Suite 8 | United States | Georgia | Whitfield | Dalton | 30721 | 0.84 | 0.81
7735 | 13255 | VTS CATOOSA | 13255 | VOLUNTEER TRAINING SITE CATOOSA | ARGUARD | 106 South Varnell Road | United States | Georgia | Whitfield | Tunnel Hill | 30755 | 0.84 | 0.81
7790 | 13D65 | WASHINGTON | 130NG | GEORGIA NATIONAL GUARD | ARGUARD | 550 State Route 57 | United States | Georgia | Wilkes | Washington | 30673 | 0.84 | 0.81
5724 | 15375 | KILAUEA MIL RESERVE | 15815 | SCHOFIELD BARRACKS | ARACT | Crater Rim Drive, Hawaii National Park | United States | Hawaii | Hawaii | Hawaii Natl Park | 96718 | 2.4 | 2.34
2420 | MABE0001 | KEAUKAHA MILITARY RESERVATION SITE # 1 | MABE | KEAUKAHA MILITARY RESERVATION | AFGUARD | 1300 Kekuanaoa Street | United States | Hawaii | Hawaii | Hilo | 96720 | 2.4 | 2.34
5449 | 15A12 | HILO AASF 2 | 150NG | HAWAII NATIONAL GUARD | ARGUARD | 1095 Kekuanaoa Street | United States | Hawaii | Hawaii | Hilo | 96720 | 2.4 | 2.34
6836 | 15705 | POHAKULOA TRAINING AREA | 15815 | SCHOFIELD BARRACKS | ARACT | Saddle Road, 36-mile marker, Highway 200, | United States | Hawaii | Hawaii | Hilo | 96720 | 2.4 | 2.34
7230 | 15900 | SFC MINORU KUNIEDA USARC | GQ010 | 9TH RRC - HAWAII | ARRES | 470 West Lanikaula Street | United States | Hawaii | Hawaii | Hilo | 96720 | 2.4 | 2.34
7612 | 15A10 | TS KEAUKAHA MIL RES | 150NG | HAWAII NATIONAL GUARD | ARGUARD | 1046 Leilani Street | United States | Hawaii | Hawaii | Hilo | 96720 | 2.4 | 2.34
171068 | BTRS0001 | BRADSHAW TRAINING SITE | VNMH | EARECKSON AIR STATION | AFACT |  | United States | Hawaii | Hawaii | Hilo | 96720 | 2.4 | 2.34
184426 | 82387-10552 | 234 WAIANUENUE AVE HILO | 82387 | JOINT RECRUITING PROGRAM | USACE | 234 Waianuenue Avenue, Suite 102 | United States | Hawaii | Hawaii | Hilo | 96720 | 2.4 | 2.34
184427 | 82387-12092 | KINOOLE-WAIANUENUE HILO | 82387 | JOINT RECRUITING PROGRAM | USACE | Kinoole-Waianuenue | United States | Hawaii | Hawaii | Hilo | 96720 | 2.4 | 2.34
189501 | 82387-10993 | 56 KINOOLE STREET HILO | 82387 | JOINT RECRUITING PROGRAM | USACE | 56 Kinoole Street | United States | Hawaii | Hawaii | Hilo | 96720 | 2.4 | 2.34
185989 | 800490 | 77-6425 KUAKINI HWY KAILUA KONA | 82387 | JOINT RECRUITING PROGRAM | USACE | 77-6425 Kuakini Highway | United States | Hawaii | Hawaii | Kailua Kona | 96740 | 2.4 | 2.34
5704 | 15A55 | KEAAU | 150NG | HAWAII NATIONAL GUARD | ARGUARD | 16-578 Old Volcano Road | United States | Hawaii | Hawaii | Keaau | 96749 | 2.4 | 2.34
5705 | 15A60 | KEALAKEKUA | 150NG | HAWAII NATIONAL GUARD | ARGUARD | 81-1032 Nani-Kupuna Place | United States | Hawaii | Hawaii | Kealakekua | 96750 | 2.4 | 2.34
5700 | 15295 | KAWAIHAE MIL RESERVE | 15835 | FORT SHAFTER | ARACT | Kawaihae Road | United States | Hawaii | Hawaii | Unknown | 96796 | 2.4 | 2.34
189863 | MKPP0002 | KUKUI SITE # 2 | VNMH | EARECKSON AIR STATION | AFACT |  | United States | Hawaii | Hawaii | Unknown | 99999 | 2.4 | 2.34
189865 | MKPP0004 | KUKUIOLONO SITE # 4 | VNMH | EARECKSON AIR STATION | AFACT |  | United States | Hawaii | Hawaii | Unknown | 99999 | 2.4 | 2.34
189864 | MKPP0003 | POHAKIWAAWAA REFLECTOR SITE # 3 | VNMH | EARECKSON AIR STATION | AFACT |  | United States | Hawaii | Hawaii | Waimea | 96752 | 2.4 | 2.34
34 | M00318-0008 | MCB CAMP SMITH | M00318 | MCB HAWAII KANEOHE | MCACT | Elrod Road | United States | Hawaii | Honolulu | Aiea | 96701 | 2.28 | 2.22
347 | N62813-AE | AIEA | N62813 | NAVSTA PEARL HARBOR HI | NAVACT |  | United States | Hawaii | Honolulu | Aiea | 96701 | 2.28 | 2.22
169917 | N62813-PF | PARCEL F | N62813 | NAVSTA PEARL HARBOR HI | NAVACT |  | United States | Hawaii | Honolulu | Aiea | 96701 | 2.28 | 2.22
169918 | N62813-PG | PARCEL G | N62813 | NAVSTA PEARL HARBOR HI | NAVACT |  | United States | Hawaii | Honolulu | Aiea | 96701 | 2.28 | 2.22
169919 | N62813-KS | KAIMAKANI STREET | N62813 | NAVSTA PEARL HARBOR HI | NAVACT |  | United States | Hawaii | Honolulu | Aiea | 96701 | 2.28 | 2.22
169958 | N62813-AL | AIEA LAUNDRY | N62813 | NAVSTA PEARL HARBOR HI | NAVACT |  | United States | Hawaii | Honolulu | Aiea | 96701 | 2.28 | 2.22
169959 | N62813-HH | HALAWA HOUSING | N62813 | NAVSTA PEARL HARBOR HI | NAVACT | 99-600 Ulune Street | United States | Hawaii | Honolulu | Aiea | 96701 | 2.28 | 2.22
185902 | 15B15 | AIEA RECRUITING OFFICE | 150NG | HAWAII NATIONAL GUARD | ARGUARD |  | United States | Hawaii | Honolulu | Aiea | 96701 | 2.28 | 2.22
185168 | 82387-12602 | PALI MOMI AIEA | 82387 | JOINT RECRUITING PROGRAM | USACE | 98-151 Pali Momi Street | United States | Hawaii | Honolulu | Aiea | 96701 | 2.28 | 2.22
185169 | 82387-12080 | KAMEHAMEHA HWY AIEA | 82387 | JOINT RECRUITING PROGRAM | USACE | 98-200 Kamehameha Highway, Suite 304 | United States | Hawaii | Honolulu | Aiea | 96701 | 2.28 | 2.22
219 | N69176 | CSO BARBERS PT HI | N69176 | CSO BARBERS PT HI | NAVACT |  | United States | Hawaii | Honolulu | Barbers Point | 96707 | 2.28 | 2.22
1458 | BAAL0001 | KALAELOA ANG SITE # 1 | MABE | KEAUKAHA MILITARY RESERVATION | AFGUARD | 911367 Saratoga Street | United States | Hawaii | Honolulu | Barbers Point | 96707 | 2.28 | 2.22
170088 | N62813-BL | BARBERS PT LIGHTHOUSE | N62813 | NAVSTA PEARL HARBOR HI | NAVACT |  | United States | Hawaii | Honolulu | Barbers Point | 96760 | 2.28 | 2.22
1148 | N62813-KL | KALAELOA | N62813 | NAVSTA PEARL HARBOR HI | NAVACT |  | United States | Hawaii | Honolulu | Barbers Point | 96860 | 2.28 | 2.22
169969 | N62813-LA | LOT 13056 | N62813 | NAVSTA PEARL HARBOR HI | NAVACT |  | United States | Hawaii | Honolulu | Barbers Point | 96862 | 2.28 | 2.22
169970 | N62813-LC | LOT 13058-A | N62813 | NAVSTA PEARL HARBOR HI | NAVACT |  | United States | Hawaii | Honolulu | Barbers Point | 96862 | 2.28 | 2.22
169971 | N62813-LD | LOT 13054-D | N62813 | NAVSTA PEARL HARBOR HI | NAVACT |  | United States | Hawaii | Honolulu | Barbers Point | 96862 | 2.28 | 2.22
169972 | N62813-LE | LOT 13054-B | N62813 | NAVSTA PEARL HARBOR HI | NAVACT |  | United States | Hawaii | Honolulu | Barbers Point | 96862 | 2.28 | 2.22
169973 | N62813-LF | LOT 13053 | N62813 | NAVSTA PEARL HARBOR HI | NAVACT |  | United States | Hawaii | Honolulu | Barbers Point | 96862 | 2.28 | 2.22
169974 | N62813-LG | LOT 13052 | N62813 | NAVSTA PEARL HARBOR HI | NAVACT |  | United States | Hawaii | Honolulu | Barbers Point | 96862 | 2.28 | 2.22
169975 | N62813-LH | LOT 13061-A | N62813 | NAVSTA PEARL HARBOR HI | NAVACT |  | United States | Hawaii | Honolulu | Barbers Point | 96862 | 2.28 | 2.22
169976 | N62813-LJ | LOT 13061-D | N62813 | NAVSTA PEARL HARBOR HI | NAVACT |  | United States | Hawaii | Honolulu | Barbers Point | 96862 | 2.28 | 2.22
169977 | N62813-LK | LOT 13062-A | N62813 | NAVSTA PEARL HARBOR HI | NAVACT |  | United States | Hawaii | Honolulu | Barbers Point | 96862 | 2.28 | 2.22
169978 | N62813-LN | LOT 13051-C | N62813 | NAVSTA PEARL HARBOR HI | NAVACT |  | United States | Hawaii | Honolulu | Barbers Point | 96862 | 2.28 | 2.22
169979 | N62813-LO | LOT 13051-D | N62813 | NAVSTA PEARL HARBOR HI | NAVACT |  | United States | Hawaii | Honolulu | Barbers Point | 96862 | 2.28 | 2.22
169980 | N62813-LP | LOT 13051-A | N62813 | NAVSTA PEARL HARBOR HI | NAVACT |  | United States | Hawaii | Honolulu | Barbers Point | 96862 | 2.28 | 2.22
169981 | N62813-LQ | LOT 13049 | N62813 | NAVSTA PEARL HARBOR HI | NAVACT |  | United States | Hawaii | Honolulu | Barbers Point | 96862 | 2.28 | 2.22
169982 | N62813-LR | LOT 13066-B | N62813 | NAVSTA PEARL HARBOR HI | NAVACT |  | United States | Hawaii | Honolulu | Barbers Point | 96862 | 2.28 | 2.22
169983 | N62813-LS | LOT 13064-B | N62813 | NAVSTA PEARL HARBOR HI | NAVACT |  | United States | Hawaii | Honolulu | Barbers Point | 96862 | 2.28 | 2.22
169984 | N62813-LT | LOT 13047 | N62813 | NAVSTA PEARL HARBOR HI | NAVACT |  | United States | Hawaii | Honolulu | Barbers Point | 96862 | 2.28 | 2.22
169985 | N62813-LU | LOT 13069-B | N62813 | NAVSTA PEARL HARBOR HI | NAVACT |  | United States | Hawaii | Honolulu | Barbers Point | 96862 | 2.28 | 2.22
169986 | N62813-WB | WHITE PLAINS BEACH | N62813 | NAVSTA PEARL HARBOR HI | NAVACT |  | United States | Hawaii | Honolulu | Barbers Point | 96862 | 2.28 | 2.22
169987 | N62813-NB | NIMITZ BEACH | N62813 | NAVSTA PEARL HARBOR HI | NAVACT |  | United States | Hawaii | Honolulu | Barbers Point | 96862 | 2.28 | 2.22
169988 | N62813-KP | BRAC (PEND) KALAELOA | N62813 | NAVSTA PEARL HARBOR HI | NAVACT |  | United States | Hawaii | Honolulu | Barbers Point | 96862 | 2.28 | 2.22
170030 | N62813-LM | LOT 13063-A AND 13063-B | N62813 | NAVSTA PEARL HARBOR HI | NAVACT |  | United States | Hawaii | Honolulu | Barbers Point | 96862 | 2.28 | 2.22
31 | M00318-0005 | PUULOA-OAHU | M00318 | MCB HAWAII KANEOHE | MCACT | 401 Cormorant Avenue | United States | Hawaii | Honolulu | Ewa Beach | 96706 | 2.28 | 2.22
350 | N62813-EW | EWA | N62813 | NAVSTA PEARL HARBOR HI | NAVACT |  | United States | Hawaii | Honolulu | Ewa Beach | 96706 | 2.28 | 2.22
1831 | GGWT0001 | EWA DEEP SPACE SURVEILLANCE SITE SITE # 1 | XUMU | VANDENBERG MAIN BASE | AFACT | Ewa Beach Road | United States | Hawaii | Honolulu | Ewa Beach | 96706 | 2.28 | 2.22
6112 | 15585 | MAUNA KAPU COMM SITE | 15815 | SCHOFIELD BARRACKS | ARACT | Palehua Road | United States | Hawaii | Honolulu | Ewa Beach | 96706 | 2.28 | 2.22
169991 | N62813-WL | NAVMAG PH WL BR | N62813 | NAVSTA PEARL HARBOR HI | NAVACT |  | United States | Hawaii | Honolulu | Ewa Beach | 96706 | 2.28 | 2.22
169963 | N62813-FI | FORD ISLAND | N62813 | NAVSTA PEARL HARBOR HI | NAVACT |  | United States | Hawaii | Honolulu | Ford Island | 96818 | 2.28 | 2.22
5701 | 15325 | KAWAILOA TRAINING AREA | 15815 | SCHOFIELD BARRACKS | ARACT | Kamehameha Highway | United States | Hawaii | Honolulu | Haleiwa | 96712 | 2.4 | 2.34
6901 | 15725 | PUPUKEA PAALAA UKA MIL ROAD | 15815 | SCHOFIELD BARRACKS | ARACT | Pupukea Paalaa Uka Road and Kamehameha Highway | United States | Hawaii | Honolulu | Haleiwa | 96712 | 2.4 | 2.34
169913 | N62813-ON | OHANA NUI | N62813 | NAVSTA PEARL HARBOR HI | NAVACT |  | United States | Hawaii | Honolulu | Hickam AFBase | 96818 | 2.28 | 2.22
169960 | N62813-HA | HICKAM | N62813 | NAVSTA PEARL HARBOR HI | NAVACT |  | United States | Hawaii | Honolulu | Hickam AFBase | 96818 | 2.28 | 2.22
169961 | N62813-FK | FORT KAM TR PL | N62813 | NAVSTA PEARL HARBOR HI | NAVACT |  | United States | Hawaii | Honolulu | Hickam AFBase | 96818 | 2.28 | 2.22
169962 | N62813-BP | BISHOP POINT | N62813 | NAVSTA PEARL HARBOR HI | NAVACT |  | United States | Hawaii | Honolulu | Hickam AFBase | 96818 | 2.28 | 2.22
5018 | 15245 | FORT KAMEHAMEHA | 15835 | FORT SHAFTER | ARACT | 800 Scott Circle | United States | Hawaii | Honolulu | Hickam AFBase | 96853 | 2.28 | 2.22
188605 | N62813-PL | HICKAM PETROL STRG ANN | N62813 | NAVSTA PEARL HARBOR HI | NAVACT |  | United States | Hawaii | Honolulu | Hickam AFBase | 96853 | 2.28 | 2.22
182556 | 82387-11248 | 900 HANGER AVE, BLD7 HICKAM AFB | 82387 | JOINT RECRUITING PROGRAM | USACE | 900 Hanger Avenue, Building 7 | United States | Hawaii | Honolulu | Hickam AFBase | 96853 | 2.28 | 2.22
190467 | 822564 | 1132 BISHOP ST. HONOLULU | 82387 | JOINT RECRUITING PROGRAM | USACE | 1132 Bishop Street | United States | Hawaii | Honolulu | Honolulu | 96813 | 2.28 | 2.22
184429 | 82387-12083 | KAPIOLANI BLVD HONOLULU | 82387 | JOINT RECRUITING PROGRAM | USACE | 1221 Kapiolani Boulevard, Suites Floor 6, 107, 113 | United States | Hawaii | Honolulu | Honolulu | 96813 | 2.28 | 2.22
184430 | 82387-11392 | BISHOP ST HONOLULU | 82387 | JOINT RECRUITING PROGRAM | USACE | 733 Bishop Street, Suite 2500 | United States | Hawaii | Honolulu | Honolulu | 96813 | 2.28 | 2.22
4993 | 15035 | FORT DE RUSSY | 15835 | FORT SHAFTER | ARACT | 2055 Kalia Road | United States | Hawaii | Honolulu | Honolulu | 96815 | 2.28 | 2.22
5131 | 15A20 | FT RUGER | 150NG | HAWAII NATIONAL GUARD | ARGUARD | 3949 Diamond Head Road | United States | Hawaii | Honolulu | Honolulu | 96816 | 2.28 | 2.22
169965 | N62813-NC | NUUANU CEMETARY | N62813 | NAVSTA PEARL HARBOR HI | NAVACT | 2162 Nuuanu Avenue | United States | Hawaii | Honolulu | Honolulu | 96817 | 2.28 | 2.22
348 | N62813-RH | RED HILL | N62813 | NAVSTA PEARL HARBOR HI | NAVACT |  | United States | Hawaii | Honolulu | Honolulu | 96818 | 2.28 | 2.22
1281 | N62813-RT | RED HILL TANK SITE | N62813 | NAVSTA PEARL HARBOR HI | NAVACT |  | United States | Hawaii | Honolulu | Honolulu | 96818 | 2.28 | 2.22
3751 | 15005 | ALIAMANU MILITARY RESERVATION | 15835 | FORT SHAFTER | ARACT | Bougainville Drive | United States | Hawaii | Honolulu | Honolulu | 96818 | 2.28 | 2.22
5049 | 15835 | FORT SHAFTER | 15835 | FORT SHAFTER | ARACT | Buckner Gate, Funston Road | United States | Hawaii | Honolulu | Honolulu | 96819 | 2.28 | 2.22
7592 | 15875 | TRIPLER ARMY MEDICAL CENTER | 15835 | FORT SHAFTER | ARACT | 1 Jarrett White Rd | United States | Hawaii | Honolulu | Honolulu | 96819 | 2.28 | 2.22
184431 | 82387-13107 | 3049 UALENA ST HONOLULU | 82387 | JOINT RECRUITING PROGRAM | USACE | 3049 Ualena Street, Suite 312 | United States | Hawaii | Honolulu | Honolulu | 96819 | 2.28 | 2.22
352 | N62813-OP | OPANA | N62813 | NAVSTA PEARL HARBOR HI | NAVACT |  | United States | Hawaii | Honolulu | Kahuku | 96731 | 2.4 | 2.34
3197 | TUUK0001 | PUNAMANO AIR FORCE STATION SITE # 1 | VNMH | EARECKSON AS | AFACT | 57002 Kamehameha Highway | United States | Hawaii | Honolulu | Kahuku | 96731 | 2.4 | 2.34
5677 | 15225 | KAHUKU TNG AREA | 15815 | SCHOFIELD BARRACKS | ARACT | Kamehameha Highway | United States | Hawaii | Honolulu | Kahuku | 96731 | 2.4 | 2.34
184432 | 18081-10381 | KAHUKU TRNG AREA KAHUKU | 18081 | ARMY MISSION SUPPORT | USACE | Kahuku Training Area | United States | Hawaii | Honolulu | Kahuku | 96731 | 2.4 | 2.34
1473 | BFMV0001 | BELLOWS SITE # 1 | LXEZ | KADENA AIR BASE | AFACT | 220 Tinker Road | United States | Hawaii | Honolulu | Kailua | 96795 | 2.4 | 2.34
182204 | 82387-12082 | 45-480 KANEOHE BAY DR KANEOHE | 82387 | JOINT RECRUITING PROGRAM | USACE | 45-480 Kaneohe Bay Drive, Windward City Center | United States | Hawaii | Honolulu | Kaneohe | 96744 | 2.52 | 2.46
32 | M00318-0006 | WAIKANE VALLEY | M00318 | MCB HAWAII KANEOHE | MCACT |  | United States | Hawaii | Honolulu | Kaneohe | 96863 | 2.52 | 2.46
27 | M00318-0001 | MCB HAWAII (KANEOHE BAY) MAIN BASE | M00318 | MCB HAWAII KANEOHE | MCACT | 216 4th Street | United States | Hawaii | Honolulu | Kaneohe | 968633002 | 2.52 | 2.46
5681 | 15001 | KALAELOA | 150NG | HAWAII NATIONAL GUARD | ARGUARD | 91-1227 Enterprise Avenue | United States | Hawaii | Honolulu | Kapolei | 96707 | 2.28 | 2.22
190550 | 823008 | 563 FARRINGTON HWY KAPOLEI | 82387 | JOINT RECRUITING PROGRAM | USACE | 563 Farrington Highway | United States | Hawaii | Honolulu | Kapolei | 96707 | 2.28 | 2.22
184433 | 82387-10025 | 1001 KAMOKILA BLVD KAPOLEI | 82387 | JOINT RECRUITING PROGRAM | USACE | 1001 Kamokila Boulevard, Suites 171 & 179 | United States | Hawaii | Honolulu | Kapolei | 96707 | 2.28 | 2.22
7667 | 15880 | USA FIELD STATION KUNIA | 15815 | SCHOFIELD BARRACKS | ARACT | Kunia Rd | United States | Hawaii | Honolulu | Kunia | 96759 | 2.28 | 2.22
349 | N62813-KN | KUNIA | N62813 | NAVSTA PEARL HARBOR HI | NAVACT |  | United States | Hawaii | Honolulu | Kunia | 96857 | 2.28 | 2.22
354 | N62813-WN | LLL - MAGAZINE AND RTF | N62813 | NAVSTA PEARL HARBOR HI | NAVACT |  | United States | Hawaii | Honolulu | Lualualei | 96792 | 2.4 | 2.34
2524 | NYNK0001 | MAKUA SUB-CABLE SITE SITE # 1 | VNMH | EARECKSON AIR STATION | AFACT | 10 Hickman Court | United States | Hawaii | Honolulu | Makaha | 96792 | 2.4 | 2.34
3135 | STQS0001 | PALEHUA AF SOLAR OB RSC SITE SITE # 1 | GLEN | SCHRIEVER AFB | AFACT | 58 Palehua Road | United States | Hawaii | Honolulu | Makakilo | 96707 | 2.28 | 2.22
169967 | N62813-BA | BARPT PUMP STA/RES #1 | N62813 | NAVSTA PEARL HARBOR HI | NAVACT |  | United States | Hawaii | Honolulu | Makakilo | 96707 | 2.28 | 2.22
169968 | N62813-BB | BARPT RESERVOIR NO. 2 | N62813 | NAVSTA PEARL HARBOR HI | NAVACT |  | United States | Hawaii | Honolulu | Makakilo | 96707 | 2.28 | 2.22
185963 | 82387-12256 | MEHEULA PKWY MILILANI | 82387 | JOINT RECRUITING PROGRAM | USACE | 95-1249 Meheula Parkway, Suite 202 | United States | Hawaii | Honolulu | Mililani | 96789 | 2.4 | 2.34
190911 | N62813-KG | KIPAPA GULCH | N62813 | NAVSTA PEARL HARBOR HI | NAVACT |  | United States | Hawaii | Honolulu | Mililani | 96789 | 2.4 | 2.34
188177 | N62813-FN | FORACS NORTH | N62813 | NAVSTA PEARL HARBOR HI | NAVACT |  | United States | Hawaii | Honolulu | Nanakuli | 96792 | 2.4 | 2.34
355 | N62813-PC | PEARL CITY | N62813 | NAVSTA PEARL HARBOR HI | NAVACT |  | United States | Hawaii | Honolulu | Pearl City | 96701 | 2.28 | 2.22
9454 | N62813-MT | PARCEL T-1 | N62813 | NAVSTA PEARL HARBOR HI | NAVACT |  | United States | Hawaii | Honolulu | Pearl City | 96701 | 2.28 | 2.22
28 | M00318-0002 | MANANA CAPEHART | M00318 | MCB HAWAII KANEOHE | MCACT | 850 Acacia Road | United States | Hawaii | Honolulu | Pearl City | 96782 | 2.28 | 2.22
7627 | 15993 | TS WAIAWA GULCH | 150NG | HAWAII NATIONAL GUARD | ARGUARD | 96-1176 Waihona Street | United States | Hawaii | Honolulu | Pearl City | 96782 | 2.28 | 2.22
8026 | N62813-WS | WAIAWA WELL SITE | N62813 | NAVSTA PEARL HARBOR HI | NAVACT |  | United States | Hawaii | Honolulu | Pearl City | 96782 | 2.28 | 2.22
9450 | N62813-MF | MANANA FIRE STATION | N62813 | NAVSTA PEARL HARBOR HI | NAVACT | 1000 Acacia Road | United States | Hawaii | Honolulu | Pearl City | 96782 | 2.28 | 2.22
9451 | N62813-MH | MANANA HOUSING/PW AREA | N62813 | NAVSTA PEARL HARBOR HI | NAVACT |  | United States | Hawaii | Honolulu | Pearl City | 96782 | 2.28 | 2.22
9452 | N62813-MK | WAIAWA CUT-OFF | N62813 | NAVSTA PEARL HARBOR HI | NAVACT |  | United States | Hawaii | Honolulu | Pearl City | 96782 | 2.28 | 2.22
9453 | N62813-MW | WAIANAE CUT-OFF | N62813 | NAVSTA PEARL HARBOR HI | NAVACT |  | United States | Hawaii | Honolulu | Pearl City | 96782 | 2.28 | 2.22
9549 | 15891 | PEARL CITY | 150NG | HAWAII NATIONAL GUARD | ARGUARD |  | United States | Hawaii | Honolulu | Pearl City | 96782 | 2.28 | 2.22
30 | M00318-0004 | PEARL CITY ANNEX | M00318 | MCB HAWAII KANEOHE | MCACT | 72 Lehua Avenue | United States | Hawaii | Honolulu | Pearl City | 96863 | 2.28 | 2.22
169914 | N62813-HS | HALAWA WATER STG TANKS | N62813 | NAVSTA PEARL HARBOR HI | NAVACT |  | United States | Hawaii | Honolulu | Pearl Harbor | 96818 | 2.28 | 2.22
169915 | N62813-HK | HALE KEIKI | N62813 | NAVSTA PEARL HARBOR HI | NAVACT | 153 Bougainville Drive | United States | Hawaii | Honolulu | Pearl Harbor | 96818 | 2.28 | 2.22
169916 | N62813-BR | BOUGAINVILLE ROAD | N62813 | NAVSTA PEARL HARBOR HI | NAVACT |  | United States | Hawaii | Honolulu | Pearl Harbor | 96818 | 2.28 | 2.22
191107 | N62813-WA | WATER AREA | N62813 | NAVSTA PEARL HARBOR HI | NAVACT |  | United States | Hawaii | Honolulu | Pearl Harbor | 96853 | 2.4 | 2.34
185 | N62813 | JBPHH PEARL HARBOR HI | N62813 | NAVSTA PEARL HARBOR HI | NAVACT | 850 Ticonderoga Street | United States | Hawaii | Honolulu | Pearl Harbor | 96860 | 2.28 | 2.22
351 | N62813-HN | HONOLULU | N62813 | NAVSTA PEARL HARBOR HI | NAVACT | Pearl Harbor Boulevard | United States | Hawaii | Honolulu | Pearl Harbor | 96860 | 2.28 | 2.22
184808 | 82387-12628 | PEARL HARBOR | 82387 | JOINT RECRUITING PROGRAM | USACE |  | United States | Hawaii | Honolulu | Pearl Harbor | 96860 | 2.28 | 2.22
184809 | 711108 | 490 CENTRAL AVENUE PEARL HARBOR | 66155 |  | USACE | 490 Central Avenue | United States | Hawaii | Honolulu | Pearl Harbor | 96860 | 2.28 | 2.22
191898 | 824524 | 850 TICONDEROGA STREET PEARL HARBOR | 82387 | JOINT RECRUITING PROGRAM | USACE | 850 Ticonderoga Street | United States | Hawaii | Honolulu | Pearl Harbor | 96860 | 2.28 | 2.22
188606 | N62813-SB | SCHOFIELD FIRING RANGE | N62813 | NAVSTA PEARL HARBOR HI | NAVACT |  | United States | Hawaii | Honolulu | Schofield Barracks | 96857 | 2.28 | 2.22
5743 | 15395 | KIPAPA AMMO STORAGE SITE | 15815 | SCHOFIELD BARRACKS | ARACT | Old Kamehameha Highway & Kamehameha Highway | United States | Hawaii | Honolulu | Unknown | 96789 | 2.4 | 2.34
7759 | 15999 | WAIKAKALAUA AMMO STOR TUNNELS | 15815 | SCHOFIELD BARRACKS | ARACT | Waikakalaua Gulch | United States | Hawaii | Honolulu | Unknown | 96789 | 2.4 | 2.34
5413 | 15115 | HELEMANO MILITARY RESERVATION | 15815 | SCHOFIELD BARRACKS | ARACT | Pupukea Paalaa Uka Road | United States | Hawaii | Honolulu | Wahiawa | 96786 | 2.28 | 2.22
7191 | 15815 | SCHOFIELD BKS MILITARY RESERVATION | 15815 | SCHOFIELD BARRACKS | ARACT | Kunia Road & Wilikina Drive | United States | Hawaii | Honolulu | Wahiawa | 96786 | 2.28 | 2.22
7278 | 15845 | SIGNAL CABLE TRUNKING SYSTEM | 15835 | FORT SHAFTER | ARACT | 148 Curtis Loop | United States | Hawaii | Honolulu | Wahiawa | 96786 | 2.28 | 2.22
7754 | 15A90 | WAHIAWA | 150NG | HAWAII NATIONAL GUARD | ARGUARD | 230 Kamehameha Hwy | United States | Hawaii | Honolulu | Wahiawa | 96786 | 2.28 | 2.22
7878 | 15025 | WHEELER ARMY AIRFIELD | 15815 | SCHOFIELD BARRACKS | ARACT | Santos Dumont Avenue | United States | Hawaii | Honolulu | Wahiawa | 96786 | 2.28 | 2.22
3038 | QZSX0001 | KAALA AIR FORCE STATION SITE # 1 | VNMH | EARECKSON AIR STATION | AFACT | 60 Kaala Access Road | United States | Hawaii | Honolulu | Wahiawa | 96787 | 2.28 | 2.22
1063 | N62813-WW | WAHIAWA | N62813 | NAVSTA PEARL HARBOR HI | NAVACT |  | United States | Hawaii | Honolulu | Wahiawa | 96860 | 2.28 | 2.22
1022 | N61064-LA | MT KAALA OAHU | N61064 | PACMISRANFAC HAWAIIAN AREA | NAVACT |  | United States | Hawaii | Honolulu | Waialua | 96752 | 2.4 | 2.34
4726 | 15032 | DILLINGHAM MIL RES | 15815 | SCHOFIELD BARRACKS | ARACT | 69-101 Farrington Highway | United States | Hawaii | Honolulu | Waialua | 96791 | 2.4 | 2.34
6234 | 15590 | MOKULEIA ARMY BEACH | 15815 | SCHOFIELD BARRACKS | ARACT | 68-901 Farrington Highway | United States | Hawaii | Honolulu | Waialua | 96791 | 2.4 | 2.34
2407 | LXHY0001 | KAENA POINT SATELLITE TRACKING STATION SITE # 1 | GLEN | SCHRIEVER AFB | AFACT | 96792 Farrington Highway | United States | Hawaii | Honolulu | Waianae | 96712 | 2.4 | 2.34
6041 | 15545 | MAKUA MIL RESERVE | 15815 | SCHOFIELD BARRACKS | ARACT | 81-601 Farrington Highway | United States | Hawaii | Honolulu | Waianae | 96792 | 2.4 | 2.34
7758 | 15985 | WAIANAE-KAI MILITARY RESERVATION | 15815 | SCHOFIELD BARRACKS | ARACT | 85-010 Army Street | United States | Hawaii | Honolulu | Waianae | 96792 | 2.4 | 2.34
185205 | 18081-10407 | MAKUA MIL RES WAIANAE | 18081 | ARMY MISSION SUPPORT | USACE |  | United States | Hawaii | Honolulu | Waianae | 96792 | 2.4 | 2.34
169989 | N62813-MR | WAIANAE | N62813 | NAVSTA PEARL HARBOR HI | NAVACT |  | United States | Hawaii | Honolulu | Waianae | 96857 | 2.4 | 2.34
33 | M00318-0007 | MC TRNG AREA BELLOWS | M00318 | MCB HAWAII KANEOHE | MCACT | 700 Tinker Road | United States | Hawaii | Honolulu | Waimanalo | 96863 | 2.4 | 2.34
187818 | M00318-0010 | BELLOWS BEACH SITE | M00318 | MCB HAWAII KANEOHE | MCACT |  | United States | Hawaii | Honolulu | Waimanalo | 96863 | 2.4 | 2.34
1019 | N61064-BA | MAUNA KAPU OAHU | N61064 | PACMISRANFAC HAWAIIAN AREA | NAVACT |  | United States | Hawaii | Honolulu | Waipahu | 96792 | 2.28 | 2.22
353 | N62813-WP | WAIPAHU | N62813 | NAVSTA PEARL HARBOR HI | NAVACT |  | United States | Hawaii | Honolulu | Waipahu | 96797 | 2.28 | 2.22
1062 | N62813-WK | WAIKELE | N62813 | NAVSTA PEARL HARBOR HI | NAVACT |  | United States | Hawaii | Honolulu | Waipahu | 96797 | 2.28 | 2.22
169964 | N62813-ED | EWA DRUM | N62813 | NAVSTA PEARL HARBOR HI | NAVACT |  | United States | Hawaii | Honolulu | Waipahu | 96797 | 2.28 | 2.22
169966 | N62813-LI | LAULAUNUI ISLAND | N62813 | NAVSTA PEARL HARBOR HI | NAVACT |  | United States | Hawaii | Honolulu | Waipahu | 96797 | 2.28 | 2.22
3418 | YVEW0001 | WHEELER ADMINISTRATION ANNEX SITE # 1 | VNMH | EARECKSON AIR STATION | AFACT | 10 Hickman Court | United States | Hawaii | Honolulu | Wheeler Air Force Base | 96786 | 2.28 | 2.22
169990 | N62813-CS | CAMP STOVER | N62813 | NAVSTA PEARL HARBOR HI | NAVACT | 2 Wilikina Drive | United States | Hawaii | Honolulu | Wheeler Air Force Base | 96786 | 2.28 | 2.22
188178 | N62813-FM | FORACS MIDDLE | N62813 | NAVSTA PEARL HARBOR HI | NAVACT |  | United States | Hawaii | Honolulu |  | 96792 | 2.4 | 2.34
188179 | N62813-FS | FORACS SOUTH | N62813 | NAVSTA PEARL HARBOR HI | NAVACT |  | United States | Hawaii | Honolulu |  | 96792 | 2.4 | 2.34
5341 | 15A05 | HANAPEPE | 150NG | HAWAII NATIONAL GUARD | ARGUARD | 13-460 Kaumualii Highway | United States | Hawaii | Kauai | Hanapepe | 96716 | 2.75 | 2.7
5695 | 15A40 | KAPAA | 150NG | HAWAII NATIONAL GUARD | ARGUARD | 4670 Kahau Road | United States | Hawaii | Kauai | Kapaa | 96746 | 2.75 | 2.7
176 | N61064 | CNIC PMRF BARKING SANDS HI | N61064 | CNIC PMRF BARKING SANDS HI | NAVACT |  | United States | Hawaii | Kauai | Kekaha | 96752 | 2.75 | 2.7
827 | N61064-MA | MILOLII | N61064 | CNIC PMRF BARKING SANDS HI | NAVACT |  | United States | Hawaii | Kauai | Kekaha | 96752 | 2.75 | 2.7
1020 | N61064-EA | KAMOKALA RIDGE | N61064 | PACMISRANFAC HAWAIIAN AREA | NAVACT |  | United States | Hawaii | Kauai | Kekaha | 96752 | 2.75 | 2.7
1021 | N61064-HA | AF FACILITIES HAWAII | N61064 | CNIC PMRF BARKING SANDS HI | NAVACT |  | United States | Hawaii | Kauai | Kekaha | 96752 | 2.75 | 2.7
1459 | BAAM0001 | BARKING SANDS COMMUNICATION STATION SITE # 1 | MABE | KEAUKAHA MILITARY RESERVATION | AFGUARD | Nohili Road | United States | Hawaii | Kauai | Kekaha | 96752 | 2.75 | 2.7
2447 | MKPP0001 | KOKEE AIR FORCE STATION SITE # 1 | VNMH | EARECKSON AIR STATION | AFACT | 10 Hickman Court | United States | Hawaii | Kauai | Kekaha | 96752 | 2.75 | 2.7
7613 | 15A65 | TS KEKAHA WETS LTA | 150NG | HAWAII NATIONAL GUARD | ARGUARD | Kekaha Wets Near Barking Sand | United States | Hawaii | Kauai | Kekaha | 96752 | 2.75 | 2.7
170439 | N61064-M2 | MILOLII SITE 2 | N61064 | PACMISRANFAC HAWAIIAN AREA | NAVACT |  | United States | Hawaii | Kauai | Kekaha | 96752 | 2.75 | 2.7
170440 | N61064-M3 | MILOLII SITE 3 | N61064 | PACMISRANFAC HAWAIIAN AREA | NAVACT |  | United States | Hawaii | Kauai | Kekaha | 96752 | 2.75 | 2.7
877 | N61064-IA | NASA KOKEE | N61064 | PACMISRANFAC HAWAIIAN AREA | NAVACT |  | United States | Hawaii | Kauai | Kokee | 96752 | 2.75 | 2.7
170086 | N61064-BS | MAKAHA RIDGE BORE SITE | N61064 | PACMISRANFAC HAWAIIAN AREA | NAVACT |  | United States | Hawaii | Kauai | Kokee | 96792 | 2.75 | 2.7
825 | N61064-FA | MAKAHA RIDGE | N61064 | PACMISRANFAC HAWAIIAN AREA | NAVACT |  | United States | Hawaii | Kauai | Kokee | 96796 | 2.75 | 2.7
1181 | N61064-OA | KAULA ISLAND | N61064 | PACMISRANFAC HAWAIIAN AREA | NAVACT |  | United States | Hawaii | Kauai | Lihue | 96752 | 2.75 | 2.7
184478 | 82387-12097 | KUHIO HWY LIHUE | 82387 | JOINT RECRUITING PROGRAM | USACE | 3122 Kuhio Highway, Lihue Town Center Suite B1 | United States | Hawaii | Kauai | Lihue | 96766 | 2.75 | 2.7
826 | N61064-KA | NIIHAU ISLAND | N61064 | PACMISRANFAC HAWAIIAN AREA | NAVACT |  | United States | Hawaii | Kauai | Niihau Island | 96752 | 2.75 | 2.7
1180 | N61064-CA | PORT ALLEN | N61064 | PACMISRANFAC HAWAIIAN AREA | NAVACT |  | United States | Hawaii | Kauai | Port Allen | 96716 | 2.75 | 2.7
3011 | QNKY0001 | MOLOKAI STATION, HI SITE # 1 | XUMU | VANDENBERG MAIN BASE | AFACT | 63 Puukapele Avenue | United States | Hawaii | Maui | Hoolehua | 96729 | 2.4 | 2.34
2331 | KABD0001 | KAHULUI COMMUNICATION STATION SITE # 1 | MABE | KEAUKAHA MILITARY RESERVATION | AFGUARD | 75 Kuleana Avenue | United States | Hawaii | Maui | Kahului | 96732 | 2.4 | 2.34
182557 | 82387-13245 | W KAAHUMANU AVE KAHULUI | 82387 | JOINT RECRUITING PROGRAM | USACE | 275 West Kaahumanu Avenue, Queen Kaahumanu Center | United States | Hawaii | Maui | Kahului | 96732 | 2.4 | 2.34
2775 | PNEG0001 | MAUI SPACE SURVEILLANCE SITE (SUR) SITE # 1 | MHMV | KIRTLAND | AFACT | 535 Lipoa Parkway | United States | Hawaii | Maui | Kahului | 96753 | 2.4 | 2.34
5699 | 15A50 | KAUNAKAKAI | 150NG | HAWAII NATIONAL GUARD | ARGUARD | 220 Puali Place | United States | Hawaii | Maui | Kaunakakai | 96748 | 2.4 | 2.34
2776 | PNEK0001 | REMOTE MAUI EXPERIMENTAL SITE SITE # 1 | MHMV | KIRTLAND | AFACT | 535 Lipoa Parkway | United States | Hawaii | Maui | Kihei | 96753 | 2.4 | 2.34
6892 | 15B10 | PU'UNENE | 150NG | HAWAII NATIONAL GUARD | ARGUARD | 2701 Mokulele Highway | United States | Hawaii | Maui | Kihei | 96753 | 2.4 | 2.34
7624 | 15A67 | TS UKUMEHAME RANGE | 150NG | HAWAII NATIONAL GUARD | ARGUARD | 1760 Honoapiilani Highway | United States | Hawaii | Maui | Lahaina | 96761 | 2.4 | 2.34
29 | M00318-0003 | MOLOKAI TRAINING FACILITY | M00318 | MCB HAWAII KANEOHE | MCACT | Maunaloa Highway | United States | Hawaii | Maui | Molokai Island | 96729 | 2.4 | 2.34
7760 | 15965 | WAILUKU USARC | GQ010 | 9TH RRC - HAWAII | ARRES |  | United States | Hawaii | Maui | Wailuku | 96793 | 2.4 | 2.34
4489 | 16725 | COL PICKNEY LUGENBEEL USARC | 27864 | 88TH RRC - MINNESOTA | ARRES | 410 West Fort Street | United States | Idaho | Ada | Boise | 83702 | 1 | 0.99
185402 | 82387-11832 | FAIRVIEW AVE BOISE | 82387 | JOINT RECRUITING PROGRAM | USACE | 9514 West Fairview Avenue, Suite 20 | United States | Idaho | Ada | Boise | 83704 | 1 | 0.99
454 | N68967-BI | NAVOPSPTCEN BOISE | N68967 | NAVSTA EVERETT WA | NAVACT | 4087 West Harvard Street | United States | Idaho | Ada | Boise | 83705 | 1 | 0.99
4486 | 16745 | COL JOHN C.. RAINEY USARC | 27864 | 88TH RRC - MINNESOTA | ARRES |  | United States | Idaho | Ada | Boise | 83705 | 1 | 0.99
5201 | 16A18 | GF AVIATION ARMORY (500) | 160NG | IDAHO NATIONAL GUARD | ARGUARD | 3634 W Guard Street | United States | Idaho | Ada | Boise | 83705 | 1 | 0.99
5202 | 16A19 | GF BENNETT BUILDING (600) | 160NG | IDAHO NATIONAL GUARD | ARGUARD | 4040 W Guard Street | United States | Idaho | Ada | Boise | 83705 | 1 | 0.99
5238 | 16A20 | GOWEN FIELD BOISE | 160NG | IDAHO NATIONAL GUARD | ARGUARD | Gowen Field | United States | Idaho | Ada | Boise | 83705 | 1 | 0.99
170003 | 16294 | PRISON RIDGE | 160NG | IDAHO NATIONAL GUARD | ARGUARD |  | United States | Idaho | Ada | Boise | 83705 | 1 | 0.99
188428 | 16R01 | SFRO BOISE | 160NG | IDAHO NATIONAL GUARD | ARGUARD |  | United States | Idaho | Ada | Boise | 83705 | 1 | 0.99
188076 | 810144 | 960 SOUTH BROADWAY SW BOISE | 82387 | JOINT RECRUITING PROGRAM | USACE | 960 South Broadway Southwest | United States | Idaho | Ada | Boise | 83706 | 1 | 0.99
6650 | 16A25 | ORCHARD RANGE TRAINING CENTER | 16A25 | ORCHARD RANGE | ARGUARD | 770 South 13th Street | United States | Idaho | Ada | Boise | 83708 | 1 | 0.99
190812 | 823195 | 12518 W. ORION GREENS ST BOISE | 70132 | INDEPENDENT DUTY HOUSING PROGRAM | USACE | 12518 West Orion Greens Street | United States | Idaho | Ada | Boise | 83709 | 1 | 0.99
185401 | 82387-13231 | W FRANKLIN RD BOISE | 82387 | JOINT RECRUITING PROGRAM | USACE | 8269 West Franklin Road | United States | Idaho | Ada | Boise | 83709 | 1 | 0.99
191873 | 824512 | 3458 NORTH CAMPTON WAY BOISE | 70132 | INDEPENDENT DUTY HOUSING PROGRAM | USACE | 3458 North Campton Way | United States | Idaho | Ada | Boise | 83713 | 1 | 0.99
6649 | 16A22 | ORCHARD MATES BOISE | 160NG | IDAHO NATIONAL GUARD | ARGUARD | 33400 Orchard Access | United States | Idaho | Ada | Boise | 83716 | 1 | 0.99
186052 | 711107 | 550 WEST FORT ST BOISE | 66155 |  | USACE | 550 West Fort Street, James A McClure Federal Building/Courthouse | United States | Idaho | Ada | Boise | 83724 | 1 | 0.99
170790 | 16R06 | KUNA STOREFRONT | 160NG | IDAHO NATIONAL GUARD | ARGUARD |  | United States | Idaho | Ada | Kuna | 83634 | 1 | 0.99
188160 | 820030 | 379 E. BALDWIN STREET MERIDIAN | 70132 | INDEPENDENT DUTY HOUSING PROGRAM | USACE | 379 East Baldwin Street | United States | Idaho | Ada | Meridian | 83642 | 1 | 0.99
191667 | 824317 | 1251 E. PALERMO STREET MERIDIAN | 70132 | INDEPENDENT DUTY HOUSING PROGRAM | USACE | 1251 E Palermo Street | United States | Idaho | Ada | Meridian | 83642 | 1 | 0.99
183181 | 710715 | 2032 EAST OVERLAND ROAD MERIDIAN | 82387 | JOINT RECRUITING PROGRAM | USACE | 2032 East Overland Road, Suite 110 | United States | Idaho | Ada | Meridian | 83642 | 1 | 0.99
189913 | 822083 | 3728 COLBOURNE MERIDIAN | 70132 | INDEPENDENT DUTY HOUSING PROGRAM | USACE | 3728 Colbourne | United States | Idaho | Ada | Meridian | 83646 | 1 | 0.99
189918 | 821944 | 4350 MOON LAKE DR MERIDIAN | 70132 | INDEPENDENT DUTY HOUSING PROGRAM | USACE | 4350 Moon Lake Drive | United States | Idaho | Ada | Meridian | 83646 | 1 | 0.99
190076 | 822300 | 4647 N JOURNEY PLACE MERIDIAN | 70132 | INDEPENDENT DUTY HOUSING PROGRAM | USACE | 4647 North Journey Place | United States | Idaho | Ada | Meridian | 83646 | 1 | 0.99
1497 | BXRH0001 | BOISE AIR TERML SITE # 1 | BXRH | BOISE AIR TERML | AFGUARD | 3787 West Aeronca St Northwest | United States | Idaho | Ada | Unknown | 83705 | 1 | 0.99
6832 | 1683A | POCATELLO AIRPORT LTA | 27864 | 88TH RRC - MINNESOTA | ARRES | 611 West Quinn Road | United States | Idaho | Bannock | Pocatello | 83201 | 1.04 | 1.04
6834 | 16B60 | POCATELLO TS | 160NG | IDAHO NATIONAL GUARD | ARGUARD | 730 East Clark Street | United States | Idaho | Bannock | Pocatello | 83201 | 1.04 | 1.04
184883 | 82387-10847 | 416 YELLOWSTONE AVE POCATELLO | 82387 | JOINT RECRUITING PROGRAM | USACE | 416 Yellowstone Ave Suites A (ARMY), B (Air Force), C (Marine) & D (Navy) | United States | Idaho | Bannock | Pocatello | 83201 | 1.04 | 1.04
191682 | 824314 | 1787 SUNRISE WAY POCATELLO | 70132 | INDEPENDENT DUTY HOUSING PROGRAM | USACE | 1787 Sunrise Way | United States | Idaho | Bannock | Pocatello | 83201 | 1.04 | 1.04
191802 | 16D05 | BANNOCK COUNTY REGIONAL SITE | 160NG | IDAHO NATIONAL GUARD | ARGUARD | 10714 Fairgrounds Road | United States | Idaho | Bannock | Pocatello | 83201 | 1.04 | 1.04
6833 | 16B55 | POCATELLO ARMORY FMS5 | 160NG | IDAHO NATIONAL GUARD | ARGUARD | 10714 Fairgrounds Road | United States | Idaho | Bannock | Pocatello | 83202 | 1.04 | 1.04
7243 | 16685 | SGT JAMES E. JOHNSON AFRC | 27864 | 88TH RRC - MINNESOTA | ARRES | 611 West Quinn Road | United States | Idaho | Bannock | Pocatello | 83202 | 1.04 | 1.04
3830 | 16A15 | ARCO AEC TS BLACKFOOT | 160NG | IDAHO NATIONAL GUARD | ARGUARD | 165 West Pacific Street | United States | Idaho | Bingham | Blackfoot | 83221 | 1.04 | 1.04
4058 | 16A10 | BLACKFOOT ARMORY | 160NG | IDAHO NATIONAL GUARD | ARGUARD | 260 Rich Lane | United States | Idaho | Bingham | Blackfoot | 83221 | 1.04 | 1.04
5323 | 16A95 | HAILEY ARMORY | 160NG | IDAHO NATIONAL GUARD | ARGUARD | 704 4th Avenue South | United States | Idaho | Blaine | Hailey | 83333 | 1.04 | 1.04
5324 | 16B00 | HAILEY TS | 160NG | IDAHO NATIONAL GUARD | ARGUARD | 820 South Main Street | United States | Idaho | Blaine | Hailey | 83333 | 1.04 | 1.04
494 | N68967-KO | WIGWAM KOOTENAI ID | N68967 | NAVSTA EVERETT WA | NAVACT |  | United States | Idaho | Bonner | Careywood | 83809 | 1.04 | 1.04
1153 | N68967-OP | OUTPOST KOOTENAI ID | N68967 | NAVSTA EVERETT WA | NAVACT |  | United States | Idaho | Bonner | Cocolalla | 83813 | 1.04 | 1.04
169938 | 16375 | SANDPOINT RC | 160NG | IDAHO NATIONAL GUARD | ARGUARD |  | United States | Idaho | Bonner | Sandpoint | 83864 | 1.04 | 1.04
188425 | 16R08 | SFRO SANDPOINT | 160NG | IDAHO NATIONAL GUARD | ARGUARD |  | United States | Idaho | Bonner | Sandpoint | 83864 | 1.04 | 1.04
184350 | 82387-11633 | E 17TH ST IDAHO FALLS | 82387 | JOINT RECRUITING PROGRAM | USACE | 1920 East 17th Street, Suites 104 - 107 | United States | Idaho | Bonneville | Idaho Falls | 83401 | 1.04 | 1.04
5524 | 16B10 | IDAHO FALLS ARMORY FMS6 | 160NG | IDAHO NATIONAL GUARD | ARGUARD | 575 West 21st Street | United States | Idaho | Bonneville | Idaho Falls | 83402 | 1.04 | 1.04
5525 | 16912 | IDAHO FALLS TS | 160NG | IDAHO NATIONAL GUARD | ARGUARD |  | United States | Idaho | Bonneville | Idaho Falls | 83402 | 1.04 | 1.04
188429 | 16R04 | SFRO IDAHO FALLS | 160NG | IDAHO NATIONAL GUARD | ARGUARD |  | United States | Idaho | Bonneville | Idaho Falls | 83404 | 1.04 | 1.04
4092 | 16A30 | BONNERS FERRY ARMORY | 160NG | IDAHO NATIONAL GUARD | ARGUARD | 6566 Main Street | United States | Idaho | Boundary | Bonners Ferry | 83805 | 1.04 | 1.04
4208 | 16A50 | CALDWELL ARMORY | 160NG | IDAHO NATIONAL GUARD | ARGUARD | 1200 South Kimball Avenue | United States | Idaho | Canyon | Caldwell | 83605 | 1.04 | 1.04
4209 | 16A55 | CALDWELL FMS2 | 160NG | IDAHO NATIONAL GUARD | ARGUARD | 700 West Warehouse Street | United States | Idaho | Canyon | Caldwell | 83605 | 1.04 | 1.04
6350 | 16B40 | NAMPA ARMORY FMSS2 | 160NG | IDAHO NATIONAL GUARD | ARGUARD | 212 North Kings Road | United States | Idaho | Canyon | Nampa | 83651 | 1.04 | 1.04
182205 | 82387-11467 | CASSIA ST NAMPA | 82387 | JOINT RECRUITING PROGRAM | USACE | 2203 & 2205 Cassia Street | United States | Idaho | Canyon | Nampa | 83651 | 1.04 | 1.04
187850 | 810069 | 126 MCCLURE AVENUE NAMPA | 82387 | JOINT RECRUITING PROGRAM | USACE | 126 McClure Avenue | United States | Idaho | Canyon | Nampa | 83687 | 1.04 | 1.04
7901 | 16913 | WILDER | 160NG | IDAHO NATIONAL GUARD | ARGUARD | 280 Market Street | United States | Idaho | Canyon | Wilder | 83676 | 1.04 | 1.04
4184 | 16A45 | BURLEY ARMORY | 160NG | IDAHO NATIONAL GUARD | ARGUARD | 1059 Airport Road | United States | Idaho | Cassia | Burley | 83318 | 1.04 | 1.04
6657 | 16B45 | OROFINO ARMORY | 160NG | IDAHO NATIONAL GUARD | ARGUARD | 10210 US Highway 12 | United States | Idaho | Clearwater | Orofino | 83544 | 1.04 | 1.04
4820 | 16911 | EDGEMEADE TS MTN HOME | 160NG | IDAHO NATIONAL GUARD | ARGUARD | 3845 Hot Creek Road | United States | Idaho | Elmore | Mountain Home | 83647 | 1.08 | 1.08
5526 | 16690 | IDAHO LAUNCH COMPLEX | 35955 | WHITE SANDS MISSLE RANGE | ARACT |  | United States | Idaho | Elmore | Mountain Home | 88002 | 1.13 | 1.13
1494 | BVHT0001 | BLUE BUTTE COMMUNICATION SITE SITE # 1 | QYZH | MT HOME AFB | AFACT | Hammett Road | United States | Idaho | Elmore | Unknown | 83627 | 1.13 | 1.13
3039 | RAAT0001 | RATTLESNAKE RADAR SITE SITE # 1 | QYZH | MT HOME AFB | AFACT | Idaho State Highway 20 | United States | Idaho | Elmore | Unknown | 83647 | 1.13 | 1.13
3029 | QYZH0001 | MT HOME AFB SITE # 1 | QYZH | MT HOME AFB | AFACT | 10 Gunfighter Avenue | United States | Idaho | Elmore | Unknown | 83648 | 1.13 | 1.13
3035 | QZBH0001 | MOUNTAIN HOME ILS MIDDLE MARKER ANNEX SITE # 1 | QYZH | MT HOME AFB | AFACT | Perimeter Road Northeast | United States | Idaho | Elmore | Unknown | 83648 | 1.13 | 1.13
3037 | QZNK0001 | MOUNTAIN HOME SMALL ARMS RANGE ANNEX SITE # 1 | QYZH | MT HOME AFB | AFACT | West 6th Street | United States | Idaho | Elmore | Unknown | 83648 | 1.13 | 1.13
6884 | 16B65 | PRESTON ARMORY | 160NG | IDAHO NATIONAL GUARD | ARGUARD | 594 North State State | United States | Idaho | Franklin | Preston | 83263 | 1.04 | 1.04
7376 | 16C00 | ST ANTHONY ARMORY | 160NG | IDAHO NATIONAL GUARD | ARGUARD | 50 West 1st North | United States | Idaho | Fremont | St. Anthony | 83445 | 1.04 | 1.04
7377 | 16C01 | ST ANTHONY TS | 160NG | IDAHO NATIONAL GUARD | ARGUARD | 255 Hawkeye View Lane | United States | Idaho | Fremont | St. Anthony | 83445 | 1.04 | 1.04
4867 | 16A75 | EMMETT ARMORY | 160NG | IDAHO NATIONAL GUARD | ARGUARD | 2175 South Johns Avenue | United States | Idaho | Gem | Emmett | 83617 | 1.04 | 1.04
5230 | 16A80 | GOODING ARMORY | 160NG | IDAHO NATIONAL GUARD | ARGUARD | 417 N Main Street | United States | Idaho | Gooding | Gooding | 83330 | 1.04 | 1.04
5231 | 16A85 | GOODING TS | 160NG | IDAHO NATIONAL GUARD | ARGUARD | 417 Main Street | United States | Idaho | Gooding | Gooding | 83330 | 1.04 | 1.04
1417 | ATGF0001 | BK-EMITTER SITE SITE # 1 | QYZH | MT HOME AFB | AFACT | Crows Nest Road | United States | Idaho | Gooding | Unknown | 83332 | 1.04 | 1.04
5257 | 16A90 | GRANGEVILLE ARMORY | 160NG | IDAHO NATIONAL GUARD | ARGUARD | 105 East North 4th Street | United States | Idaho | Idaho | Grangeville | 83530 | 1.04 | 1.04
5712 | 16B85 | KELLY CANYON TS RIGBY | 160NG | IDAHO NATIONAL GUARD | ARGUARD | 165 South State Street | United States | Idaho | Jefferson | Rigby | 83442 | 1.04 | 1.04
7008 | 16B80 | RIGBY ARMORY | 160NG | IDAHO NATIONAL GUARD | ARGUARD | 165 West 2nd South | United States | Idaho | Jefferson | Rigby | 83442 | 1.04 | 1.04
191402 | 823937 | 15 N CURRANT LANE RIGBY | 70132 | INDEPENDENT DUTY HOUSING PROGRAM | USACE | 15 N Currant Lane | United States | Idaho | Jefferson | Rigby | 83442 | 1.04 | 1.04
5623 | 16B20 | JEROME ARMORY | 160NG | IDAHO NATIONAL GUARD | ARGUARD | 601 2nd Avenue West | United States | Idaho | Jerome | Jerome | 83338 | 1.04 | 1.04
5624 | 16B25 | JEROME FMS4 | 160NG | IDAHO NATIONAL GUARD | ARGUARD | 125 2nd Avenue East | United States | Idaho | Jerome | Jerome | 83338 | 1.04 | 1.04
191806 | 16D04 | JEROME COUNTY REGIONAL SITE | 160NG | IDAHO NATIONAL GUARD | ARGUARD |  | United States | Idaho | Jerome | Jerome | 83338 | 1.04 | 1.04
592 | N68967-AC | BAYVIEW IDAHO | N68967 | NAVSTA EVERETT WA | NAVACT | 33890 North Main Street | United States | Idaho | Kootenai | Bayview | 83803 | 1.04 | 1.04
1007 | N68967-BV | BAYVIEW IDAHO SITE 2 | N68967 | NAVSTA EVERETT WA | NAVACT | 33890 Northeast Main Street | United States | Idaho | Kootenai | Bayview | 83803 | 1.04 | 1.04
188603 | 16R03 | SFRO COEUR D ALENE | 160NG | IDAHO NATIONAL GUARD | ARGUARD |  | United States | Idaho | Kootenai | Coeur D Alene | 83815 | 1.04 | 1.04
4480 | 1692A | HAYDEN - LTA | 27864 | 88TH RRC - MINNESOTA | ARRES |  | United States | Idaho | Kootenai | Hayden | 83835 | 1.04 | 1.04
6907 | 16735 | PVT LLOYD G. MCCARTER USARC | 27864 | 88TH RRC - MINNESOTA | ARRES | 601 West Wyoming Avenue | United States | Idaho | Kootenai | Hayden | 83835 | 1.04 | 1.04
187743 | 16016 | HAYDEN USARC | 27864 | 88TH RRC - MINNESOTA | ARRES |  | United States | Idaho | Kootenai | Hayden | 83835 | 1.04 | 1.04
189902 | 822089 | 3120 W. GOOSEBERRY CT HAYDEN | 70132 | INDEPENDENT DUTY HOUSING PROGRAM | USACE | 3120 W. Gooseberry Court | United States | Idaho | Kootenai | Hayden | 83835 | 1.04 | 1.04
184706 | 82387-10452 | 201 WEST PRAIRIE HAYDEN | 82387 | JOINT RECRUITING PROGRAM | USACE | 201 West Prairie Avenue | United States | Idaho | Kootenai | Hayden | 83835 | 1.04 | 1.04
6867 | 16B62 | POST FALLS ARMORY FMSS1 | 160NG | IDAHO NATIONAL GUARD | ARGUARD | 5453 East Seltice Way | United States | Idaho | Kootenai | Post Falls | 83854 | 1.04 | 1.04
191182 | 823552 | 4072 BROOKIE DRIVE POST FALLS | 70132 | INDEPENDENT DUTY HOUSING PROGRAM | USACE | 4072 Brookie Drive | United States | Idaho | Kootenai | Post Falls | 83854 | 1.04 | 1.04
6284 | 16B35 | MOSCOW ARMORY | 160NG | IDAHO NATIONAL GUARD | ARGUARD | 1011 Harold Street | United States | Idaho | Latah | Moscow | 83843 | 1.04 | 1.04
187458 | 800385 | 612 RIDGE ROAD MOSCOW | 70132 | INDEPENDENT DUTY HOUSING PROGRAM | USACE | 612 Ridge Road | United States | Idaho | Latah | Moscow | 83843 | 1.04 | 1.04
187929 | 810054 | 581 HATHAWAY ST MOSCOW | 70132 | INDEPENDENT DUTY HOUSING PROGRAM | USACE | 581 Hathaway Street | United States | Idaho | Latah | Moscow | 83843 | 1.04 | 1.04
191181 | 823624 | 405 QUAIL RUN DRIVE MOSCOW | 70132 | INDEPENDENT DUTY HOUSING PROGRAM | USACE | 405 Quail Run Drive | United States | Idaho | Latah | Moscow | 83843 | 1.04 | 1.04
6982 | 16B70 | REXBURG ARMORY | 160NG | IDAHO NATIONAL GUARD | ARGUARD | 330 West 7th South | United States | Idaho | Madison | Rexburg | 83440 | 1.04 | 1.04
5728 | 16B95 | KIMAMA TS RUPERT | 160NG | IDAHO NATIONAL GUARD | ARGUARD | 724 F Street | United States | Idaho | Minidoka | Rupert | 83350 | 1.04 | 1.04
5883 | 16B30 | LEWISTON ARMORY FMS1 | 160NG | IDAHO NATIONAL GUARD | ARGUARD | 2707 16th Avenue | United States | Idaho | Nez Perce | Lewiston | 83501 | 1.04 | 1.04
188022 | 810147 | 2331 THAIN GRADE LEWISTON | 82387 | JOINT RECRUITING PROGRAM | USACE | 2331 Thain Grade | United States | Idaho | Nez Perce | Lewiston | 83501 | 1.04 | 1.04
1413 | ATGB0001 | BD-EMITTER SITE SITE # 1 | QYZH | MT HOME AFB | AFACT | Rowland Route | United States | Idaho | Owyhee | Unknown | 83604 | 1.13 | 1.13
1415 | ATGD0001 | BF-EMITTER SITE SITE # 1 | QYZH | MT HOME AFB | AFACT | Blackstone Grasmere Road | United States | Idaho | Owyhee | Unknown | 83604 | 1.13 | 1.13
1416 | ATGE0001 | BG-EMITTER SITE SITE # 1 | QYZH | MT HOME AFB | AFACT | Idaho State Highway 51 | United States | Idaho | Owyhee | Unknown | 83604 | 1.13 | 1.13
1419 | ATGH0001 | BI-EMITTER SITE SITE # 1 | QYZH | MT HOME AFB | AFACT | Battle Creek Road | United States | Idaho | Owyhee | Unknown | 83604 | 1.13 | 1.13
1438 | AZYB0001 | BB-EMITTER SITE SITE # 1 | QYZH | MT HOME AFB | AFACT | Castleford Road | United States | Idaho | Owyhee | Unknown | 83604 | 1.13 | 1.13
1440 | AZYD0001 | AB-EMITTER SITE SITE # 1 | QYZH | MT HOME AFB | AFACT | 1 Clover Three Creeks Road (AZYD) | United States | Idaho | Owyhee | Unknown | 83604 | 1.13 | 1.13
1447 | AZYL0001 | AK-EMITTER SITE SITE # 1 | QYZH | MT HOME AFB | AFACT | Sheep Creek Road | United States | Idaho | Owyhee | Unknown | 83604 | 1.13 | 1.13
1450 | AZYP0001 | AN-EMITTER SITE SITE # 1 | QYZH | MT HOME AFB | AFACT | 10 Idaho State Highway 51 (AZYP) | United States | Idaho | Owyhee | Unknown | 83604 | 1.13 | 1.13
1451 | AZYQ0001 | AO-EMITTER SITE SITE # 1 | QYZH | MT HOME AFB | AFACT | 1 Idaho State Highway 51 (AZYQ) | United States | Idaho | Owyhee | Unknown | 83604 | 1.13 | 1.13
1452 | AZYR0001 | AP-EMITTER SITE SITE # 1 | QYZH | MT HOME AFB | AFACT | 2 Idaho State Highway 51 (AZYR) | United States | Idaho | Owyhee | Unknown | 83604 | 1.13 | 1.13
1453 | AZYS0001 | AQ-EMITTER SITE SITE # 1 | QYZH | MT HOME AFB | AFACT | 1 Rowland Route (AZYS) | United States | Idaho | Owyhee | Unknown | 83604 | 1.13 | 1.13
1454 | AZYT0001 | AT-EMITTER SITE SITE # 1 | QYZH | MT HOME AFB | AFACT | Missile Base Road | United States | Idaho | Owyhee | Unknown | 83604 | 1.13 | 1.13
1455 | AZYU0001 | AU-EMITTER SITE SITE # 1 | QYZH | MT HOME AFB | AFACT | 3 Idaho State Highway 51 (AZYU) | United States | Idaho | Owyhee | Unknown | 83604 | 1.13 | 1.13
1456 | AZYV0001 | AV-EMITTER SITE SITE # 1 | QYZH | MT HOME AFB | AFACT | 4 Idaho State Highway 51 (AZYV) | United States | Idaho | Owyhee | Unknown | 83604 | 1.13 | 1.13
2073 | GRBF0001 | GRASMERE TRAINING SITE SITE # 1 | QYZH | MT HOME AFB | AFACT | 5 Idaho State Highway 51 (GRBF) | United States | Idaho | Owyhee | Unknown | 83604 | 1.13 | 1.13
2491 | NDTC0001 | NO-DROP 9 TACTICAL TRAINING RANGE SITE # 1 | QYZH | MT HOME AFB | AFACT | 6 Idaho State Highwya 51 (NDTC) | United States | Idaho | Owyhee | Unknown | 83604 | 1.13 | 1.13
3030 | QYZJ0001 | NO-DROP 1 TACTICAL TRAINING RANGE SITE # 1 | QYZH | MT HOME AFB | AFACT | 1 Blackstone Grasmere Road (QYZJ) | United States | Idaho | Owyhee | Unknown | 83604 | 1.13 | 1.13
3031 | QYZK0001 | NO-DROP 4 TACTICAL TRAINING RANGE SITE # 1 | QYZH | MT HOME AFB | AFACT | 7 Idaho State Highway 51 (QYZK) | United States | Idaho | Owyhee | Unknown | 83604 | 1.13 | 1.13
3032 | QYZL0001 | NO-DROP 5 TACTICAL TRAINING RANGE SITE # 1 | QYZH | MT HOME AFB | AFACT | 8 Idaho State Highway 51(QYZL) | United States | Idaho | Owyhee | Unknown | 83604 | 1.13 | 1.13
3141 | SXAC0001 | BA-EMITTER SITE SITE # 1 | QYZH | MT HOME AFB | AFACT | 5 Clover Three Creeks Road (SZAC) | United States | Idaho | Owyhee | Unknown | 83604 | 1.13 | 1.13
3250 | VAPM0001 | SAYLOR CREEK AIR FORCE RANGE SITE # 1 | QYZH | MT HOME AFB | AFACT | 6 Clover Three Creeks Road (VAPM) | United States | Idaho | Owyhee | Unknown | 83604 | 1.13 | 1.13
1479 | BMTS0001 | BALD MOUNTAIN TRAINING SITE SITE # 1 | QYZH | MT HOME AFB | AFACT | Mud Flat Road | United States | Idaho | Owyhee | Unknown | 83624 | 1.13 | 1.13
3036 | QZND0001 | MOUNTAIN HOME RECREATION ANNEX SITE # 1 | QYZH | MT HOME AFB | AFACT | Strike Dam Cutoff | United States | Idaho | Owyhee | Unknown | 83624 | 1.13 | 1.13
1449 | AZYN0001 | AM-EMITTER SITE SITE # 1 | QYZH | MT HOME AFB | AFACT | 1 Clover Road (AZYN) | United States | Idaho | Owyhee | Unknown | 83627 | 1.13 | 1.13
6728 | 16B50 | PAYETTE ARMORY | 160NG | IDAHO NATIONAL GUARD | ARGUARD | 1920 Center Avenue | United States | Idaho | Payette | Payette | 83661 | 1.04 | 1.04
4764 | 16A70 | DRIGGS ARMORY | 160NG | IDAHO NATIONAL GUARD | ARGUARD | 547 North Main Street | United States | Idaho | Teton | Driggs | 83422 | 1.04 | 1.04
4180 | 16A40 | BUHL TS | 160NG | IDAHO NATIONAL GUARD | ARGUARD | 830 Main Street | United States | Idaho | Twin Falls | Buhl | 83316 | 1.04 | 1.04
6040 | 16910 | MAJOR ALLRED USARC | 27864 | 88TH RRC - MINNESOTA | ARRES | Joslin Field; 600 Yards West of the Intersection of Airport and 2900 East Rd | United States | Idaho | Twin Falls | Twin Falls | 83301 | 1.04 | 1.04
7648 | 16C05 | TWIN FALLS ARMORY | 160NG | IDAHO NATIONAL GUARD | ARGUARD | 991 Washington Street South | United States | Idaho | Twin Falls | Twin Falls | 83301 | 1.04 | 1.04
7649 | 16C10 | TWIN FALLS TS | 160NG | IDAHO NATIONAL GUARD | ARGUARD | 2225 Sandy Bay Road | United States | Idaho | Twin Falls | Twin Falls | 83301 | 1.04 | 1.04
187942 | 810066 | 733 CHENEY STREET TWIN FALLS | 82387 | JOINT RECRUITING PROGRAM | USACE | 733 Cheney Street | United States | Idaho | Twin Falls | Twin Falls | 83301 | 1.04 | 1.04
188426 | 16R09 | TWIN FALLS SRFO | 160NG | IDAHO NATIONAL GUARD | ARGUARD |  | United States | Idaho | Twin Falls | Twin Falls | 83301 | 1.04 | 1.04
1418 | ATGG0001 | BJ-EMITTER SITE SITE # 1 | QYZH | MT HOME AFB | AFACT | 1 Three Creeks Road (ATGG) | United States | Idaho | Twin Falls | Unknown | 83301 | 1.04 | 1.04
1442 | AZYF0001 | AE-EMITTER SITE SITE # 1 | QYZH | MT HOME AFB | AFACT | 2 Three Creeks Road (AZYF) | United States | Idaho | Twin Falls | Unknown | 83301 | 1.04 | 1.04
1443 | AZYG0001 | AF-EMITTER SITE SITE # 1 | QYZH | MT HOME AFB | AFACT | 3 Three Creeks Road (AZYG) | United States | Idaho | Twin Falls | Unknown | 83301 | 1.04 | 1.04
1444 | AZYH0001 | AG-EMITTER SITE SITE # 1 | QYZH | MT HOME AFB | AFACT | 4 Three Creeks Road (AZYH) | United States | Idaho | Twin Falls | Unknown | 83301 | 1.04 | 1.04
1414 | ATGC0001 | BE-EMITTER SITE SITE # 1 | QYZH | MT HOME AFB | AFACT | Three Creek Road | United States | Idaho | Twin Falls | Unknown | 83302 | 1.04 | 1.04
1420 | ATGI0001 | BC-EMITTER SITE SITE # 1 | QYZH | MT HOME AFB | AFACT | Clover Three Creeks Road | United States | Idaho | Twin Falls | Unknown | 83321 | 1.04 | 1.04
1439 | AZYC0001 | AA-EMITTER SITE SITE # 1 | QYZH | MT HOME AFB | AFACT | 1 Crows Nest Road (AZYC) | United States | Idaho | Twin Falls | Unknown | 83321 | 1.04 | 1.04
1441 | AZYE0001 | AC-EMITTER SITE SITE # 1 | QYZH | MT HOME AFB | AFACT | Clover Road | United States | Idaho | Twin Falls | Unknown | 83321 | 1.04 | 1.04
1445 | AZYJ0001 | AH-EMITTER SITE SITE # 1 | QYZH | MT HOME AFB | AFACT | 2 Clover Three Creek Road (AZYJ) | United States | Idaho | Twin Falls | Unknown | 83321 | 1.04 | 1.04
1446 | AZYK0001 | AI-EMITTER SITE SITE # 1 | QYZH | MT HOME AFB | AFACT | 1 Castleford Road (AZYK) | United States | Idaho | Twin Falls | Unknown | 83321 | 1.04 | 1.04
1448 | AZYM0001 | AJ-EMITTER SITE SITE # 1 | QYZH | MT HOME AFB | AFACT | 3 Clover Three Creeks Anx (AZYM) | United States | Idaho | Twin Falls | Unknown | 83321 | 1.04 | 1.04
1830 | GGWR0001 | JUNIPER BUTTE RANGE SITE # 1 | QYZH | MT HOME AFB | AFACT | 4 Clover Three Creeks Road (GGRW) | United States | Idaho | Twin Falls | Unknown | 83321 | 1.04 | 1.04
3033 | QYZM0001 | NO-DROP 7 TACTICAL TRAINING RANGE SITE # 1 | QYZH | MT HOME AFB | AFACT | 5 Three Creeks Road (QYZM) | United States | Idaho | Twin Falls | Unknown | 83321 | 1.04 | 1.04
5914 | 17935 | LINCOLN-DOUGLAS USARC | 27864 | 88TH RRC - MINNESOTA | ARRES | 601 North 36th Street | United States | Illinois | Adams | Quincy | 62301 | 1.02 | 1.07
6914 | 17C05 | QUINCY (GEN GRIMMER) FMS 20 | 170NG | ILLINOIS NATIONAL GUARD | ARGUARD | 702 Bluff Road | United States | Illinois | Adams | Quincy | 62301 | 1.02 | 1.07
186226 | 800659 | OAK STREET PLAZA QUINCY | 82387 | JOINT RECRUITING PROGRAM | USACE | 5200 Oak Street | United States | Illinois | Adams | Quincy | 62301 | 1.02 | 1.07
190231 | 17108 | QUINCY USARC | 27864 | 88TH RRC - MINNESOTA | ARRES |  | United States | Illinois | Adams | Quincy | 62305 | 1.02 | 1.07
7183 | 17795 | SAVANNA DEPOT ACT | 17795 | SAVANNA DEPOT ACTIVITY | ARACT | Army Depot Road | United States | Illinois | Carroll | Savanna | 61074 | 1.02 | 1.07
187790 | 17908 | THOMSON FACILITY | 17775 | ROCK ISLAND ARSENAL | ARACT |  | United States | Illinois | Carroll | Thomson | 61285 | 1.02 | 1.07
3961 | 17A03 | BEARDSTOWN ARMORY | 170NG | ILLINOIS NATIONAL GUARD | ARGUARD | 1801 Wall Street | United States | Illinois | Cass | Beardstown | 62618 | 1.02 | 1.07
4375 | 17A20 | CHAMPAIGN ARMORY | 170NG | ILLINOIS NATIONAL GUARD | ARGUARD | 109 East Park Street | United States | Illinois | Champaign | Champaign | 61820 | 1.02 | 1.07
186275 | 800650 | E GREEN STREET CHAMPAIGN | 82387 | JOINT RECRUITING PROGRAM | USACE | East Green Street | United States | Illinois | Champaign | Champaign | 61820 | 1.02 | 1.07
191632 | 824125 | 1807 WEST BRADLEY AVENUE CHAMPAIGN | 82387 | JOINT RECRUITING PROGRAM | USACE | 1807 West Bradley Avenue | United States | Illinois | Champaign | Champaign | 61820 | 1.02 | 1.07
182558 | 800002 | 525 TOWN CENTER BOULEVARD CHAMPAIGN | 82387 | JOINT RECRUITING PROGRAM | USACE | 525 Town Center Boulevard | United States | Illinois | Champaign | Champaign | 61866 | 1.02 | 1.07
333 | N00128-RO | NROTC CHAMPAIGN IL | N00128 | NAVAL STATION GREAT LAKES IL | NAVACT | 1629 Titan Drive | United States | Illinois | Champaign | Rantoul | 61866 | 1.02 | 1.07
5913 | 17C07 | LINCOLN YOUTH CHALLENGE | 170NG | ILLINOIS NATIONAL GUARD | ARGUARD | 205 West Dodge Street | United States | Illinois | Champaign | Rantoul | 61866 | 1.02 | 1.07
1578 | DJDB0001 | CHANUTE AFB SITE # 1 | VDYD | SCOTT AFB | AFACT | 1 Aviation Center Drive North | United States | Illinois | Champaign | Unknown | 61866 | 1.02 | 1.07
3679 | 17840 | 2LT R H STEPHENS USARC | 27864 | 88TH RRC - MINNESOTA | ARRES | 2001 East Main Street | United States | Illinois | Champaign | Urbana | 61801 | 1.02 | 1.07
7662 | 17C60 | URBANA ARMORY FMS 17 | 170NG | ILLINOIS NATIONAL GUARD | ARGUARD | 476 Hubbard Drive | United States | Illinois | Champaign | Urbana | 61801 | 1.02 | 1.07
184803 | 18081-10279 | CERL URBANA | 18081 | ARMY MISSION SUPPORT | USACE | CERL | United States | Illinois | Champaign | Urbana | 61801 | 1.02 | 1.07
188921 | 820810 | URBANA, IL USARC, 2001 EAST MAIN STREET URBANA | 27864 | 88TH RRC - MINNESOTA | ARRES |  | United States | Illinois | Champaign | Urbana | 61802 | 1.02 | 1.07
191782 | 824411 | 213 N. ADAMS STREET NEW BADEN | 70132 | INDEPENDENT DUTY HOUSING PROGRAM | USACE | 213 N. Adams Street | United States | Illinois | Clinton | New Baden | 62265 | 1.02 | 1.07
6111 | 17B65 | MATTOON ARMORY FMS 5 | 170NG | ILLINOIS NATIONAL GUARD | ARGUARD | 120 North 15th Street | United States | Illinois | Coles | Mattoon | 61938 | 1.02 | 1.07
4488 | 17580 | COL P. SCHULSTAD USARC | 27864 | 88TH RRC - MINNESOTA | ARRES | 1515 West Central Road, Building 203 | United States | Illinois | Cook | Arlington Hts | 60005 | 1.29 | 1.38
4423 | 17A45 | CHICAGO, JONES ARMORY FMS 14 | 170NG | ILLINOIS NATIONAL GUARD | ARGUARD | 5200 S Cottage Grove Avenue | United States | Illinois | Cook | Chicago | 60615 | 1.29 | 1.38
187736 | ILL02 | GREENWOOD | WHS01 | WASHINGTON HEADQUARTERS |  | Greenwood Avenue | United States | Illinois | Cook | Chicago | 60615 | 1.29 | 1.38
4420 | 17A35 | CHICAGO (CALUMET AVE ARMORY) | 170NG | ILLINOIS NATIONAL GUARD | ARGUARD | 1910 S Calumet Avenue | United States | Illinois | Cook | Chicago | 60616 | 1.29 | 1.38
186229 | 702115 | W 35TH ST CHICAGO | 82387 | JOINT RECRUITING PROGRAM | USACE | 10 West 35th Street, Illinois Institute of Technology | United States | Illinois | Cook | Chicago | 60616 | 1.29 | 1.38
189868 | 822054 | 10W 10TH STREET CHICAGO | 82387 | JOINT RECRUITING PROGRAM | USACE | 10 West 10th Street | United States | Illinois | Cook | Chicago | 60616 | 1.29 | 1.38
190877 | 823377 | 8224 S. MANISTEE AVENUE CHICAGO | 70132 | INDEPENDENT DUTY HOUSING PROGRAM | USACE | 8224 S. Manistee Avenue | United States | Illinois | Cook | Chicago | 60617 | 1.29 | 1.38
183214 | 82387-11645 | E 87TH ST CHICAGO | 82387 | JOINT RECRUITING PROGRAM | USACE | 712 East 87th Street, Suite D202 | United States | Illinois | Cook | Chicago | 60619 | 1.29 | 1.38
190426 | 823018 | 817 MILWAUKEE CHICAGO | 82387 | JOINT RECRUITING PROGRAM | USACE | 817 Milwaukee Ave | United States | Illinois | Cook | Chicago | 60622 | 1.29 | 1.38
116 | M68479-0015 | CHICAGO IL MCRC | M68479 | HDQTRS 4TH MARDIV NEW ORLEANS | MCRES | 3034 West Foster Avenue | United States | Illinois | Cook | Chicago | 60625 | 1.29 | 1.38
7244 | 17849 | SGT JAMES W ROBINSON JR | 27864 | 88TH RRC - MINNESOTA | ARRES | 7400 South Pulaski Road | United States | Illinois | Cook | Chicago | 60629 | 1.29 | 1.38
183206 | 82387-12437 | N MILWAUKEE AVE CHICAGO | 82387 | JOINT RECRUITING PROGRAM | USACE | N Wilwaukee Avenue | United States | Illinois | Cook | Chicago | 60630 | 1.29 | 1.38
183205 | 82387-12859 | S PULASKI CHICAGO | 82387 | JOINT RECRUITING PROGRAM | USACE | 5160 South Pulaski Road, Unit 109 | United States | Illinois | Cook | Chicago | 60632 | 1.29 | 1.38
4422 | 17A25 | CHICAGO(MIDWAY ARMORY,AASF#2) | 170NG | ILLINOIS NATIONAL GUARD | ARGUARD | 5400 West 63rd Street | United States | Illinois | Cook | Chicago | 60638 | 1.29 | 1.38
183213 | 82387-12353 | N CICERO CHICAGO | 82387 | JOINT RECRUITING PROGRAM | USACE | 3907 North Cicero Avenue | United States | Illinois | Cook | Chicago | 60641 | 1.29 | 1.38
183216 | 82387-12888 | S WESTERN CHICAGO | 82387 | JOINT RECRUITING PROGRAM | USACE | 9703-9705 South Western Avenue | United States | Illinois | Cook | Chicago | 60643 | 1.29 | 1.38
191142 | 823733 | 1743 N. WASHTENAW AVENUE CHICAGO | 70132 | INDEPENDENT DUTY HOUSING PROGRAM | USACE | 1743 North Washtenaw Avenue | United States | Illinois | Cook | Chicago | 60647 | 1.29 | 1.38
4421 | 17A50 | CHICAGO (NORTHWEST ARMORY) | 170NG | ILLINOIS NATIONAL GUARD | ARGUARD | 1551 North Kedzie Avenue | United States | Illinois | Cook | Chicago | 60651 | 1.29 | 1.38
183221 | 710169 | 201 JOE ORR RD CHICAGO HEIGHTS | 82387 | JOINT RECRUITING PROGRAM | USACE | 201 East Joe Orr Road, Suites 1, 2, 3 & 4 | United States | Illinois | Cook | Chicago Hts | 60411 | 1.29 | 1.38
191683 | 824225 | 18006 VISTA DRIVE COUNTRY CLUB HILLS | 70132 | INDEPENDENT DUTY HOUSING PROGRAM | USACE | 18006 Vista Drive | United States | Illinois | Cook | Country Club Hills | 60478 | 1.29 | 1.38
186528 | 800652 | VISTA DRIVE COUNTRY CLUB HILLS | 70132 | INDEPENDENT DUTY HOUSING PROGRAM | USACE | Vista Drive | United States | Illinois | Cook | Country Club Hills | 60648 | 1.29 | 1.38
4994 | 17850 | FORT DEARBORN USARC O'HARE | 27864 | 88TH RRC - MINNESOTA | ARRES |  | United States | Illinois | Cook | Des Plaines | 60018 | 1.29 | 1.38
182882 | 82387-10368 | 1700 SOUTH WOLF ROAD DES PLAINES | 66155 |  | USACE | 1700 South Wolf Road | United States | Illinois | Cook | Des Plaines | 60018 | 1.29 | 1.38
187885 | 810013 | 2720 S RIVER ROAD DES PLAINES | 82387 | JOINT RECRUITING PROGRAM | USACE | 2720 S River Road | United States | Illinois | Cook | Des Plaines | 60018 | 1.29 | 1.38
190327 | 822767 | 2400 E DEVON AVENUE DES PLAINES | 82387 | JOINT RECRUITING PROGRAM | USACE | 2400 E Devon Avenue | United States | Illinois | Cook | Des Plaines | 60018 | 1.29 | 1.38
190889 | 823240 | 1958 DEMPSTER AVE EVANSTON | 82387 | JOINT RECRUITING PROGRAM | USACE | 1958 Dempster Avenue | United States | Illinois | Cook | Evanston | 60202 | 1.29 | 1.38
9415 | 17666 | Forest Park AFRC | 27864 | 88TH RRC - MINNESOTA | ARRES | 7402 West Roosevelt Road | United States | Illinois | Cook | Forest Park | 60130 | 1.29 | 1.38
578 | N00128-GV | GLENVIEW | N00128 | NAVAL STATION GREAT LAKES IL | NAVACT | 2101 1st Street | United States | Illinois | Cook | Glenview | 60026 | 1.29 | 1.38
8011 | 17885 | ZEGA BROTHERS USARC | 27864 | 88TH RRC - MINNESOTA | ARRES | 400 East 167th Street | United States | Illinois | Cook | Harvey | 60426 | 1.29 | 1.38
7722 | 17549 | VIETNAM VET MEMORIAL USARC | 27864 | 88TH RRC - MINNESOTA | ARRES | 18960 South Halsted Street | United States | Illinois | Cook | Homewood | 60430 | 1.29 | 1.38
184812 | 710342 | 4747 LINCOLN MALL DR MATTESON | 82387 | JOINT RECRUITING PROGRAM | USACE | 4747 & 4749 Lincoln Mall Drive, Suites 603 & 320 | United States | Illinois | Cook | Matteson | 60443 | 1.29 | 1.38
191193 | 823474 | 4749 LINCOLN MALL DRIVE MATTESON | 82387 | JOINT RECRUITING PROGRAM | USACE | 4749 Lincoln Mall Drive, Suite 320 | United States | Illinois | Cook | Matteson | 60443 | 1.29 | 1.38
185610 | 82387-13402 | WINSTON MELROSE PARK | 82387 | JOINT RECRUITING PROGRAM | USACE | 1256 & 1260 Winston Plaza | United States | Illinois | Cook | Melrose Park | 60160 | 1.29 | 1.38
183853 | 82387-12311 | MT PROSPECT RD MOUNT PROSPECT | 82387 | JOINT RECRUITING PROGRAM | USACE | 1028 Mount Prospect Road, Mount Prospect Plaza | United States | Illinois | Cook | Mt Prospect | 60056 | 1.29 | 1.38
185154 | 710819 | 7501 W CERMAK RD NORTH RIVERSIDE | 82387 | JOINT RECRUITING PROGRAM | USACE | 7501 West Cermak Road, Suite L6 | United States | Illinois | Cook | North Riverside | 60546 | 1.29 | 1.38
182812 | 82387-13190 | W 95TH OAK LAWN | 82387 | JOINT RECRUITING PROGRAM | USACE | 6310 & 6344 West 95th Street | United States | Illinois | Cook | Oak Lawn | 60453 | 1.29 | 1.38
3797 | 17505 | AMSA, #45 (G) | 27864 | 88TH RRC - MINNESOTA | ARRES | 15750 South La Grange Road | United States | Illinois | Cook | Orland Park | 60462 | 1.29 | 1.38
182896 | 82387-13170 | W 159TH ST ORLAND PARK | 82387 | JOINT RECRUITING PROGRAM | USACE | 8752 West 159Tth Street | United States | Illinois | Cook | Orland Park | 60462 | 1.29 | 1.38
191434 | 823791 | 9501 W 144TH PLACE ORLAND PARK | 82387 | JOINT RECRUITING PROGRAM | USACE | 9501 West 144th Place | United States | Illinois | Cook | Orland Park | 60462 | 1.29 | 1.38
191902 | 824437 | 9206 W 159TH ST ORLAND PARK | 82387 | JOINT RECRUITING PROGRAM | USACE | 9206 W 159th Street | United States | Illinois | Cook | Orland Park | 60462 | 1.29 | 1.38
182530 | 82387-12458 | N RAND RD PALATINE | 82387 | JOINT RECRUITING PROGRAM | USACE | 2070 North Rand Road, Forx Fire Plaza Unit #K | United States | Illinois | Cook | Palatine | 60074 | 1.29 | 1.38
190343 | 710316 | 317 E DUNDEE ROAD PALATINE | 82387 | JOINT RECRUITING PROGRAM | USACE | 317 East Dundee Road | United States | Illinois | Cook | Palatine | 60074 | 1.29 | 1.38
6345 | 17465 | N RIVERSIDE (NG MAINT CENTER) | 170NG | ILLINOIS NATIONAL GUARD | ARGUARD | 8660 West Cermak Road | United States | Illinois | Cook | Riverside | 60546 | 1.29 | 1.38
6568 | 17B80 | NORTH RIVERSIDE ARMORY | 170NG | ILLINOIS NATIONAL GUARD | ARGUARD | 8660 West Cermak Road | United States | Illinois | Cook | Riverside | 60546 | 1.29 | 1.38
4591 | 17A60 | CRESTWOOD ARMORY FMS 02 | 170NG | ILLINOIS NATIONAL GUARD | ARGUARD | 13838 South Springfield Avenue | United States | Illinois | Cook | Robbins | 60472 | 1.29 | 1.38
184248 | 82387-12914 | SCHAUMBURG SCHAUMBURG | 82387 | JOINT RECRUITING PROGRAM | USACE | 1359 West Schaumburg Road | United States | Illinois | Cook | Schaumburg | 60194 | 1.29 | 1.38
182232 | 82387-12873 | S STATE ST SOUTH HOLLAND | 82387 | JOINT RECRUITING PROGRAM | USACE | 16138 State Street | United States | Illinois | Cook | South Holland | 60473 | 1.29 | 1.38
189300 | 821355 | 9137 MANSFIELD DRIVE TINLEY PARK | 70132 | INDEPENDENT DUTY HOUSING PROGRAM | USACE | 9137 Mansfield Drive | United States | Illinois | Cook | Tinley Park | 60487 | 1.29 | 1.38
191356 | 823837 | 8668 BALLYCASTLE LANE TINLEY PARK | 70132 | INDEPENDENT DUTY HOUSING PROGRAM | USACE | 8668 Ballycastle Lane | United States | Illinois | Cook | Tinley Park | 60487 | 1.29 | 1.38
184806 | 82387-11817 | ENTERPRISE DR WESTCHESTER | 82387 | JOINT RECRUITING PROGRAM | USACE | 2215 Enterprise Drive | United States | Illinois | Cook | Westchester | 60154 | 1.29 | 1.38
183125 | 82387-12158 | LUCINDA AVE DE KALB | 82387 | JOINT RECRUITING PROGRAM | USACE | 901 Lucinda Avenue, Suite 901E | United States | Illinois | DeKalb | De Kalb | 60115 | 1.02 | 1.07
7485 | 17C55 | SYCAMORE ARMORY | 170NG | ILLINOIS NATIONAL GUARD | ARGUARD | 1001 West Fort Williams Road | United States | Illinois | DeKalb | Sycamore | 60178 | 1.02 | 1.07
190741 | 822983 | 1244 TOWNES CIRCLE AURORA | 70132 | INDEPENDENT DUTY HOUSING PROGRAM | USACE | 1244 Townes Circle | United States | Illinois | DuPage | Aurora | 60502 | 1.02 | 1.07
183855 | 82387-13235 | W GRAND AVE BENSENVILLE | 82387 | JOINT RECRUITING PROGRAM | USACE | 17 West Grand Avenue | United States | Illinois | DuPage | Bensenville | 60105 | 1.29 | 1.38
183208 | 800457 | 536 S CLARK STREET CHICAGO | 08005 | FORT CARSON | ARACT | 536 South Clark Street | United States | Illinois | DuPage | Chicago | 60601 | 1.29 | 1.38
183210 | 800456 | 450 S FEDERAL ST CHICAGO | 08005 | FORT CARSON | ARACT | 450 South Federal Street, Federal Parking Facility | United States | Illinois | DuPage | Chicago | 60601 | 1.29 | 1.38
183215 | 800458 | 610 S CANAL STREET CHICAGO | 08005 | FORT CARSON | ARACT | 610 South Canal Street | United States | Illinois | DuPage | Chicago | 60601 | 1.29 | 1.38
183219 | 82387-10537 | 230 S. DEARBORN ST. CHICAGO | 82387 | JOINT RECRUITING PROGRAM | USACE | 230 South Dearborn Street, Kluczynski Federal Building | United States | Illinois | DuPage | Chicago | 60604 | 1.29 | 1.38
185672 | 82387-10890 | 450 S FEDERAL ST CHICAGO | 82387 | FORT CARSON | USACE | 450 South Federal Street, Federal Parking Facility | United States | Illinois | DuPage | Chicago | 60605 | 1.29 | 1.38
183204 | 82387-12884 | S WELLS CHICAGO | 82387 | JOINT RECRUITING PROGRAM | USACE | 800 South Wells Street | United States | Illinois | DuPage | Chicago | 60607 | 1.29 | 1.38
183217 | 82387-12354 | N CLYBOURN CHICAGO | 82387 | JOINT RECRUITING PROGRAM | USACE | 1239 North Clybourn Avenue | United States | Illinois | DuPage | Chicago | 60610 | 1.29 | 1.38
183218 | 710667 | 2550 W ADDISON CHICAGO | 82387 | JOINT RECRUITING PROGRAM | USACE | 2550 West Addison Street, Lane Plaza | United States | Illinois | DuPage | Chicago | 60618 | 1.29 | 1.38
183209 | 800003 | 2640 NORTH NARRAGANSETT CHICAGO | 82387 | JOINT RECRUITING PROGRAM | USACE | 2640 North Narragansett | United States | Illinois | DuPage | Chicago | 60639 | 1.29 | 1.38
183203 | 710669 | 1400 E 47TH STREET CHICAGO | 82387 | JOINT RECRUITING PROGRAM | USACE | 1400 East 47th Street | United States | Illinois | DuPage | Chicago | 60653 | 1.29 | 1.38
185757 | 800005 | 5632 & 5634 W ROOSEVELT ROAD CHICAGO | 82387 | JOINT RECRUITING PROGRAM | USACE | 5632 & 5634 W Roosevelt Road | United States | Illinois | DuPage | Chicago | 60804 | 1.29 | 1.38
6704 | 17812 | PARKHURST USARC/OMS/DS | 27864 | 88TH RRC - MINNESOTA | ARRES | 100 South Frontage Road | United States | Illinois | DuPage | Darien | 60561 | 1.29 | 1.38
170653 | 17412 | DOWNERS GROVE STOREFRONT | 170NG | ILLINOIS NATIONAL GUARD | ARGUARD |  | United States | Illinois | DuPage | Downers Grove | 60515 | 1.29 | 1.38
184672 | 82387-12833 | S MAIN ST DOWNERS GROVE | 82387 | JOINT RECRUITING PROGRAM | USACE | 6236 South Main Street | United States | Illinois | DuPage | Downers Grove | 60516 | 1.29 | 1.38
183185 | 82387-10583 | 250 E ARMY TRAIL RD GLENDALE HEIGHTS | 82387 | JOINT RECRUITING PROGRAM | USACE | 250 East Army Trail Road | United States | Illinois | DuPage | Glendale Heights | 60139 | 1.29 | 1.38
184352 | 82387-12583 | OGDEN AVE NAPERVILLE | 82387 | JOINT RECRUITING PROGRAM | USACE | 1007-B & 1011-A Ogden Avenue | United States | Illinois | DuPage | Naperville | 60563 | 1.02 | 1.07
191198 | 823745 | 521 S. PRESIDENT STREET WHEATON | 70132 | INDEPENDENT DUTY HOUSING PROGRAM | USACE | 521 South President Street | United States | Illinois | DuPage | Wheaton | 60187 | 1.29 | 1.38
6700 | 17B90 | PARIS ARMORY FMS 10 | 170NG | ILLINOIS NATIONAL GUARD | ARGUARD | 139 East Wood Street | United States | Illinois | Edgar | Paris | 61944 | 1.02 | 1.07
191084 | 17B91 | PARIS FMS ANNEX | 170NG | ILLINOIS NATIONAL GUARD | ARGUARD |  | United States | Illinois | Edgar | Paris | 61944 | 1.02 | 1.07
190678 | 822411 | 5262 E. 900TH AVE. ALTAMONT | 70132 | INDEPENDENT DUTY HOUSING PROGRAM | USACE | 5262 East 900th Avenue | United States | Illinois | Effingham | Altamont | 62411 | 1.02 | 1.07
4826 | 17B00 | EFFINGHAM ARMORY | 170NG | ILLINOIS NATIONAL GUARD | ARGUARD | 1206 West Temple Avenue | United States | Illinois | Effingham | Effingham | 62401 | 1.02 | 1.07
188207 | 820188 | 1001 AVE OF MID AMERICA EFFINGHAM | 82387 | JOINT RECRUITING PROGRAM | USACE | 1001 Avenue of Mid America | United States | Illinois | Effingham | Effingham | 62401 | 1.02 | 1.07
188639 | 820867 | 112 WEST WALNUT ST TEUTOPOLIS | 70132 | INDEPENDENT DUTY HOUSING PROGRAM | USACE | 112 West Walnut Street | United States | Illinois | Effingham | Teutopolis | 62467 | 1.02 | 1.07
9442 | 17C70 | WEST FRANKFORT ARMORY | 170NG | ILLINOIS NATIONAL GUARD | ARGUARD | 219 East Main Street | United States | Illinois | Franklin | West Frankfort | 62896 | 1.02 | 1.07
7234 | 17827 | SGT BRUCE G HOWERTER USARC | 27864 | 88TH RRC - MINNESOTA | ARRES | 2080 North 4th Avenue | United States | Illinois | Fulton | Canton | 61520 | 1.02 | 1.07
184351 | 82387-12134 | LIBERTY ST MORRIS | 82387 | JOINT RECRUITING PROGRAM | USACE | 321 Liberty Street | United States | Illinois | Grundy | Morris | 60450 | 1.02 | 1.07
5152 | 17B20 | GALVA ARMORY | 170NG | ILLINOIS NATIONAL GUARD | ARGUARD | 201 Morgan Road | United States | Illinois | Henry | Galva | 61434 | 1.02 | 1.07
5722 | 17B40 | KEWANEE ARMORY FMS 07 | 170NG | ILLINOIS NATIONAL GUARD | ARGUARD | 111 North East Street | United States | Illinois | Henry | Kewanee | 61443 | 1.02 | 1.07
185170 | 82387-12819 | S ILLINOIS ST CARBONDALE | 82387 | JOINT RECRUITING PROGRAM | USACE | 807 & 809 South Illinois Avenue | United States | Illinois | Jackson | Carbondale | 62901 | 1.02 | 1.07
188129 | 17A16 | CARBONDALE RESERVE CENTER | 170NG | ILLINOIS NATIONAL GUARD | ARGUARD |  | United States | Illinois | Jackson | Murphysboro | 62966 | 1.02 | 1.07
169945 | 17658 | MT VERNON ARMED FORCES RESERVE CENTER | 170NG | ILLINOIS NATIONAL GUARD | ARGUARD |  | United States | Illinois | Jefferson | Mt Vernon | 62864 | 1.02 | 1.07
187832 | 810001 | 101 DAVIDSON STREET MT VERNON | 82387 | JOINT RECRUITING PROGRAM | USACE | 101 Davidson Street | United States | Illinois | Jefferson | Mt Vernon | 62864 | 1.02 | 1.07
3895 | 17A01 | AURORA ARMORY | 170NG | ILLINOIS NATIONAL GUARD | ARGUARD | 805 Ziegler Avenue | United States | Illinois | Kane | Aurora | 60505 | 1.02 | 1.07
5066 | 17815 | FOX VALLEY MEMORIAL USARC | 27864 | 88TH RRC - MINNESOTA | ARRES | 661 Sullivan Road | United States | Illinois | Kane | Aurora | 60506 | 1.02 | 1.07
184183 | 82387-12401 | N LAKE ST AURORA | 82387 | JOINT RECRUITING PROGRAM | USACE | 900 North Lake Street | United States | Illinois | Kane | Aurora | 60506 | 1.02 | 1.07
183182 | 710016 | 2148 2152 RANDALL RD CARPENTERSVILLE | 82387 | JOINT RECRUITING PROGRAM | USACE | 2148 & 2152 Randall Road | United States | Illinois | Kane | Carpentersville | 60110 | 1.02 | 1.07
4843 | 17B05 | ELGIN ARMORY | 170NG | ILLINOIS NATIONAL GUARD | ARGUARD | 254 Raymond Street | United States | Illinois | Kane | Elgin | 60120 | 1.02 | 1.07
185780 | 82387-12672 | PRAIRIE ST ST CHARLES | 82387 | JOINT RECRUITING PROGRAM | USACE | 2075 Prairie Street, Suite 104 | United States | Illinois | Kane | St. Charles | 60174 | 1.02 | 1.07
186955 | 801048 | SEC ROUTE 50 & GEORGE ROAD BOURBONNAIS | 82387 | JOINT RECRUITING PROGRAM | USACE | SEC Route 50 & George Road | United States | Illinois | Kankakee | Bourbonnais | 60914 | 1.02 | 1.07
191676 | 824138 | 1514 SURREY DRIVE BOURBONNAIS | 70132 | INDEPENDENT DUTY HOUSING PROGRAM | USACE | 1514 Surrey Drive | United States | Illinois | Kankakee | Bourbonnais | 60914 | 1.02 | 1.07
5690 | 17B35 | KANKAKEE (CPT STEFANICH JAFRC) | 170NG | ILLINOIS NATIONAL GUARD | ARGUARD | 1191 E 4000 S Road | United States | Illinois | Kankakee | Kankakee | 60901 | 1.02 | 1.07
191191 | 823582 | 471 SILVER CHARM OSWEGO | 70132 | INDEPENDENT DUTY HOUSING PROGRAM | USACE | 471 Silver Charm | United States | Illinois | Kendall | Oswego | 60543 | 1.29 | 1.38
190505 | 822533 | 221 FAIRHAVEN DRIVE YORKVILLE | 70132 | INDEPENDENT DUTY HOUSING PROGRAM | USACE | 221 Fairhaven Drive | United States | Illinois | Kendall | Yorkville | 60560 | 1.29 | 1.38
9470 | 17957 | GALESBURG READINESS CENTER | 170NG | ILLINOIS NATIONAL GUARD | ARGUARD |  | United States | Illinois | Knox | Galesburg | 61401 | 1.02 | 1.07
183184 | 710665 | 503 KNOX SQUARE DR GALESBURG | 82387 | JOINT RECRUITING PROGRAM | USACE | 503 Knox Square Drive, Suite 126 | United States | Illinois | Knox | Galesburg | 61401 | 1.02 | 1.07
183756 | 82387-12736 | ROUTE 173 ANTIOCH | 82387 | JOINT RECRUITING PROGRAM | USACE | 658 Illinois State Route 173 | United States | Illinois | Lake | Antioch | 60002 | 1.29 | 1.38
182522 | 82387-12286 | MILWAUKEE DEERFIELD | 82387 | JOINT RECRUITING PROGRAM | USACE | 1020 Milwaukee Avenue, Suites 225 & 320 | United States | Illinois | Lake | Deerfield | 60015 | 1.29 | 1.38
7267 | 17887 | PHILIP H. SHERIDAN RESERVE CENTER | 27864 | 88TH RRC - MINNESOTA | ARRES | 3155 Blackhawk Avenue | United States | Illinois | Lake | Fort Sheridan | 60037 | 1.29 | 1.38
194 | N00128 | NAVAL STATION GREAT LAKES IL | N00128 | NAVAL STATION GREAT LAKES IL | NAVACT | 2601 Paul Jones Street | United States | Illinois | Lake | Great Lakes | 60088 | 1.29 | 1.38
9540 | N00128-WG | GL WILLOW GLEN | N00128 | NAVAL STATION GREAT LAKES IL | NAVACT | 2834 Green Bay Road | United States | Illinois | Lake | Great Lakes | 60088 | 1.29 | 1.38
9541 | N00128-NV | GL NIMITZ VILLAGE | N00128 | NAVAL STATION GREAT LAKES IL | NAVACT | 2801 Ray Street | United States | Illinois | Lake | Great Lakes | 60088 | 1.29 | 1.38
9543 | N00128-CP | GL CAMP PORTER | N00128 | NAVAL STATION GREAT LAKES IL | NAVACT | 3355 Illinois Street | United States | Illinois | Lake | Great Lakes | 60088 | 1.29 | 1.38
9544 | N00128-PJ | GL CAMP JPJ | N00128 | NAVAL STATION GREAT LAKES IL | NAVACT | 3500 Sailor Drive | United States | Illinois | Lake | Great Lakes | 60088 | 1.29 | 1.38
9545 | N00128-MC | GL CAMP MOFFETT | N00128 | NAVAL STATION GREAT LAKES IL | NAVACT | 2610 Missouri Street | United States | Illinois | Lake | Great Lakes | 60088 | 1.29 | 1.38
9546 | N00128-FV | GL FORRESTAL VILLAGE | N00128 | NAVAL STATION GREAT LAKES IL | NAVACT | 1710 Cavin Drive | United States | Illinois | Lake | Great Lakes | 60088 | 1.29 | 1.38
9547 | N00128-HV | GL HALSEY VILLAGE | N00128 | NAVAL STATION GREAT LAKES IL | NAVACT | 1989 Enterprise Avenue | United States | Illinois | Lake | Great Lakes | 60088 | 1.29 | 1.38
184481 | 82387-11947 | GREAT LAKES GREAT LAKES | 82387 | JOINT RECRUITING PROGRAM | USACE | Great Lakes Building 3400 | United States | Illinois | Lake | Great Lakes | 60088 | 1.29 | 1.38
184482 | 82387-11948 | GREAT LAKES NAVAL BASE | 82387 | JOINT RECRUITING PROGRAM | USACE | Great Lakes Building 3215 | United States | Illinois | Lake | Great Lakes | 60088 | 1.29 | 1.38
577 | N00128-FS | FORT SHERIDAN | N00128 | NAVAL STATION GREAT LAKES IL | NAVACT | 2870 South Overlook Road | United States | Illinois | Lake | Highland Park | 60035 | 1.29 | 1.38
6570 | 17898 | NORTH SHORE MEMORIAL USARC | 27864 | 88TH RRC - MINNESOTA | ARRES | 401 Anderson Road, Building 900 | United States | Illinois | Lake | Highland Park | 60037 | 1.29 | 1.38
7265 | 17997 | SHERIDAN CEMETERY | 55425 | FORT MCCOY | ARRES | Vattner Road, Fort Sheridan Post Cemetery | United States | Illinois | Lake | Highland Park | 60037 | 1.29 | 1.38
182561 | 82387-12438 | N MILWAUKEE LIBERTYVILLE | 82387 | JOINT RECRUITING PROGRAM | USACE | 116 North Milwaukee Avenue | United States | Illinois | Lake | Libertyville | 60048 | 1.29 | 1.38
188735 | 820562 | 29/30 2124 GRAND AVENUE LINDENHURST | 82387 | JOINT RECRUITING PROGRAM | USACE | 2124 Grand Avenue | United States | Illinois | Lake | Lindenhurst | 60046 | 1.29 | 1.38
187806 | N00128-FH | GL LOVELL FHCC | N00128 | NAVAL STATION GREAT LAKES IL | NAVACT |  | United States | Illinois | Lake | North Chicago | 60064 | 1.29 | 1.38
185153 | 710807 | 2834 GREEN BAY RD NORTH CHICAGO | 66155 |  | USACE | 2834 Green Bay Road | United States | Illinois | Lake | North Chicago | 60064 | 1.29 | 1.38
183179 | 82387-10951 | 520 EAST ROLLINS ROAD ROUND LAKE BEACH | 82387 | JOINT RECRUITING PROGRAM | USACE | 520 East Rollins Road, Suite 502 | United States | Illinois | Lake | Round Lake Beach | 60073 | 1.29 | 1.38
7813 | 17985 | WAUKEGAN AFRC | 27864 | 88TH RRC - MINNESOTA | ARRES |  | United States | Illinois | Lake | Waukegan | 60085 | 1.29 | 1.38
182246 | 82387-12382 | N GREEN BAY RD WAUKEGAN | 82387 | JOINT RECRUITING PROGRAM | USACE | 932-36 North Green Bay Road, Units D106, D107 & D108 | United States | Illinois | Lake | Waukegan | 60085 | 1.29 | 1.38
191496 | 824071 | 905 PHEASANT RUN ZION | 70132 | INDEPENDENT DUTY HOUSING PROGRAM | USACE | 905 Pheasant Run | United States | Illinois | Lake | Zion | 60099 | 1.29 | 1.38
6089 | 17B60 | MARSEILLES (MTA TNG AREA) | 17B60 | MARSEILLES TRAINING SITE | ARGUARD | 1700 Army Road | United States | Illinois | LaSalle | Marseilles | 61341 | 1.02 | 1.07
7711 | 17928 | VETERANS MEMORIAL USARC | 27864 | 88TH RRC - MINNESOTA | ARRES | 2700 Plank Road | United States | Illinois | LaSalle | Peru | 61354 | 1.02 | 1.07
186227 | 801050 | ROUTE 251 PERU | 82387 | JOINT RECRUITING PROGRAM | USACE | Route 251 | United States | Illinois | LaSalle | Peru | 61354 | 1.02 | 1.07
7452 | 17C45 | STREATOR ARMORY | 170NG | ILLINOIS NATIONAL GUARD | ARGUARD | 1103 North Centerville Road | United States | Illinois | LaSalle | Streator | 61364 | 1.02 | 1.07
5842 | 17B45 | LAWRENCEVILLE ARMORY | 170NG | ILLINOIS NATIONAL GUARD | ARGUARD | 1522 Porter Avenue | United States | Illinois | Lawrence | Lawrenceville | 62439 | 1.02 | 1.07
4730 | 17A90 | DIXON ARMORY | 170NG | ILLINOIS NATIONAL GUARD | ARGUARD | 412 West Everett Street | United States | Illinois | Lee | Dixon | 61021 | 1.02 | 1.07
182523 | 82387-12376 | N GALENA DIXON | 82387 | JOINT RECRUITING PROGRAM | USACE | 1311 North Galena Avenue, Suite 180 | United States | Illinois | Lee | Dixon | 61021 | 1.02 | 1.07
6844 | 17C00 | PONTIAC ARMORY | 170NG | ILLINOIS NATIONAL GUARD | ARGUARD | 825 West Reynolds Street | United States | Illinois | Livingston | Pontiac | 61764 | 1.02 | 1.07
188710 | 820391 | 207 W MADISON STREET PONTIAC | 82387 | JOINT RECRUITING PROGRAM | USACE | 207 West Madison Street | United States | Illinois | Livingston | Pontiac | 61764 | 1.02 | 1.07
4672 | 17A80 | DECATUR AASF#1 | 170NG | ILLINOIS NATIONAL GUARD | ARGUARD | 660 South Airport Road | United States | Illinois | Macon | Decatur | 62521 | 1.02 | 1.07
4673 | 17A75 | DECATUR ARMORY FMS 04 | 170NG | ILLINOIS NATIONAL GUARD | ARGUARD | 5550 Ocean Trail Road | United States | Illinois | Macon | Decatur | 62521 | 1.02 | 1.07
833 | N00128-DC | NAVOPSPTCEN DECATUR IL | N00128 | NAVAL STATION GREAT LAKES IL | NAVACT | 2595 East Federal Drive | United States | Illinois | Macon | Decatur | 62526 | 1.02 | 1.07
1256 | N00128-DD | NAVOPSPTCEN DECATUR IL 1 | N00128 | NAVAL STATION GREAT LAKES IL | NAVACT | 2596 East Federal Drive | United States | Illinois | Macon | Decatur | 62526 | 1.02 | 1.07
6037 | 17863 | MAJ HERBERT J DEXTER USARC | 27864 | 88TH RRC - MINNESOTA | ARRES | 2300 North 22nd Street | United States | Illinois | Macon | Decatur | 62526 | 1.02 | 1.07
191035 | 823490 | 664 CRESTLINE DRIVE DECATUR | 70132 | INDEPENDENT DUTY HOUSING PROGRAM | USACE | 664 Crestline Drive | United States | Illinois | Macon | Decatur | 62526 | 1.02 | 1.07
184671 | 82387-12480 | N WATER ST DECATUR | 82387 | JOINT RECRUITING PROGRAM | USACE | 3140 North Water Street | United States | Illinois | Macon | Decatur | 62526 | 1.02 | 1.07
185859 | 82387-12026 | HUMBERT RD ALTON | 82387 | JOINT RECRUITING PROGRAM | USACE | 4115 North Humbert Road | United States | Illinois | Madison | Alton | 62002 | 1.02 | 1.07
190269 | 823015 | 112 S. BUCHANAN ST EDWARDSVILLE | 82387 | JOINT RECRUITING PROGRAM | USACE | 112 South Buchanan Street | United States | Illinois | Madison | Edwardsville | 62025 | 1.02 | 1.07
4391 | 17255 | CHARLES MELVIN PRICE SPT CTR | 17255 | CHARLES MELVIN PRICE SPT CTR | ARACT | Just West of Highway 3 in Granite City Illinois | United States | Illinois | Madison | Granite City | 62040 | 1.02 | 1.07
5140 | 17884 | GRANITE CITY USARC | 27864 | 88TH RRC - MINNESOTA | ARRES | 1255 Seventh Street, Price Support Center | United States | Illinois | Madison | Granite City | 62040 | 1.02 | 1.07
7679 | 1700A | USARC/BMA/STORAGE | 27864 | 88TH RRC - MINNESOTA | ARRES |  | United States | Illinois | Madison | Granite City | 62040 | 1.02 | 1.07
184480 | 82387-12489 | NAMEOKI RD GRANITE CITY | 82387 | JOINT RECRUITING PROGRAM | USACE | 3675 Nameoki Road | United States | Illinois | Madison | Granite City | 62040 | 1.02 | 1.07
3659 | 17995 | 1LT A.J. ELLISON USARC | 27864 | 88TH RRC - MINNESOTA | ARRES |  | United States | Illinois | Madison | Wood River | 62095 | 1.02 | 1.07
7228 | 17835 | SFC E L COPPLE USARC | 27864 | 88TH RRC - MINNESOTA | ARRES |  | United States | Illinois | Marion | Centralia | 62801 | 1.02 | 1.07
183183 | 82387-13206 | W BROADWAY CENTRALIA | 82387 | JOINT RECRUITING PROGRAM | USACE | 1019 West Broadway | United States | Illinois | Marion | Centralia | 62801 | 1.02 | 1.07
7125 | 17C25 | SALEM (LTC MCMACKIN II) ARMORY | 170NG | ILLINOIS NATIONAL GUARD | ARGUARD | 531 North College Street | United States | Illinois | Marion | Salem | 62881 | 1.02 | 1.07
6004 | 17B55 | MACOMB ARMORY FMS 19A | 170NG | ILLINOIS NATIONAL GUARD | ARGUARD | 135 West Grant Street | United States | Illinois | McDonough | Macomb | 61455 | 1.02 | 1.07
188693 | 820874 | 1694 CARLEMONT DRIVE APT. C CRYSTAL LAKE | 70132 | INDEPENDENT DUTY HOUSING PROGRAM | USACE | 1694 Carlemont Drive Apt C | United States | Illinois | McHenry | Crystal Lake | 60014 | 1.02 | 1.07
184669 | 82387-12552 | NORTHWEST HWY CRYSTAL LAKE | 82387 | JOINT RECRUITING PROGRAM | USACE | 6122 Northwest Highway, Commons of Crystal Lake | United States | Illinois | McHenry | Crystal Lake | 60014 | 1.02 | 1.07
188313 | 820057 | 3515 DIAMOND PLAZA RD MCHENRY | 82387 | JOINT RECRUITING PROGRAM | USACE | 3515 Diamond Plaza Road | United States | Illinois | McHenry | McHenry | 60050 | 1.02 | 1.07
7960 | 17C75 | WOODSTOCK ARMORY | 170NG | ILLINOIS NATIONAL GUARD | ARGUARD | 451 Hoover Road | United States | Illinois | McHenry | Woodstock | 60098 | 1.02 | 1.07
4068 | 17A05 | BLOOMINGTON ARMORY FMS 16 | 170NG | ILLINOIS NATIONAL GUARD | ARGUARD | 1616 South Main Street | United States | Illinois | McLean | Bloomington | 61701 | 1.02 | 1.07
4070 | 17830 | SGT KRAUSE/PFC GOODRICH USARC | 27864 | 88TH RRC - MINNESOTA | ARRES | 1109 East Lafayette Street | United States | Illinois | McLean | Bloomington | 61701 | 1.02 | 1.07
183760 | 82387-11779 | E WASHINGTON BLOOMINGTON | 82387 | JOINT RECRUITING PROGRAM | USACE | 2416 East Washington Street | United States | Illinois | McLean | Bloomington | 61704 | 1.02 | 1.07
187021 | 801049 | MALL DRIVE NORMAL | 82387 | JOINT RECRUITING PROGRAM | USACE |  | United States | Illinois | McLean | Normal | 61761 | 1.02 | 1.07
188424 | 17A06 | NORMAL READINESS CENTER | 170NG | ILLINOIS NATIONAL GUARD | ARGUARD |  | United States | Illinois | McLean | Normal | 61761 | 1.02 | 1.07
5919 | 17B50 | LITCHFIELD ARMORY | 170NG | ILLINOIS NATIONAL GUARD | ARGUARD | 1617 North Jefferson Street | United States | Illinois | Montgomery | Litchfield | 62056 | 1.02 | 1.07
184156 | 800011 | 901 WEST MORTON JACKSONVILLE | 82387 | JOINT RECRUITING PROGRAM | USACE | 901 West Morton | United States | Illinois | Morgan | Jacksonville | 62650 | 1.02 | 1.07
191335 | 17530 | 324 EAST MORTON JACKSONVILLE | 82387 | JOINT RECRUITING PROGRAM | USACE | 324 East Morton Avenue | United States | Illinois | Morgan | Jacksonville | 62650 | 1.02 | 1.07
7463 | 17C50 | SULLIVAN ARMORY | 170NG | ILLINOIS NATIONAL GUARD | ARGUARD | 500 West Wynnewood | United States | Illinois | Moultrie | Sullivan | 61951 | 1.02 | 1.07
187897 | 810006 | 331 FULTON ST. PEORIA | 82387 | JOINT RECRUITING PROGRAM | USACE | 331 Fulton Street | United States | Illinois | Peoria | Peoria | 61602 | 1.02 | 1.07
851 | N00128-PE | NAVOPSPTCEN PEORIA IL | N00128 | NAVAL STATION GREAT LAKES IL | NAVACT | 7117 West Plank Road | United States | Illinois | Peoria | Peoria | 61604 | 1.02 | 1.07
2314 | JLQN0001 | GENERAL WAYNE A. DOWNING PEORIA INTERNATIONAL AIRPORT SITE # 1 | JLQN | GREATER PEORIA REGIONAL APRT | AFGUARD | 2416 South Falcon Boulevard | United States | Illinois | Peoria | Peoria | 61607 | 1.02 | 1.07
3939 | 17A02 | BARTONVILLE (PEORIA JAFRC) | 170NG | ILLINOIS NATIONAL GUARD | ARGUARD | 3101 South Airport Road | United States | Illinois | Peoria | Peoria | 61607 | 1.02 | 1.07
6741 | 17996 | PEORIA AASF # 3 | 170NG | ILLINOIS NATIONAL GUARD | ARGUARD | 2323 South Airport Road | United States | Illinois | Peoria | Peoria | 61607 | 1.02 | 1.07
182538 | 82387-13328 | W WILLOW KNOLL PEORIA | 82387 | JOINT RECRUITING PROGRAM | USACE | 3502 West Willow Knolls Drive | United States | Illinois | Peoria | Peoria | 61614 | 1.02 | 1.07
182539 | 82387-12474 | N UNIVERSITY ST PEORIA | 82387 | JOINT RECRUITING PROGRAM | USACE | 7501 North University Street, Suite 217B | United States | Illinois | Peoria | Peoria | 61614 | 1.02 | 1.07
191716 | 824137 | 713 N. VERSAILLES DRIVE PEORIA | 70132 | INDEPENDENT DUTY HOUSING PROGRAM | USACE | 713 N Versailles Drive | United States | Illinois | Peoria | Peoria | 61614 | 1.02 | 1.07
190809 | 823253 | 1221 E. ROUSE AVENUE PEORIA HEIGHTS | 70132 | INDEPENDENT DUTY HOUSING PROGRAM | USACE | 1221 East Rouse Avenue | United States | Illinois | Peoria | Peoria Heights | 61616 | 1.02 | 1.07
7334 | 17C27 | SPARTA ARMORY | 170NG | ILLINOIS NATIONAL GUARD | ARGUARD | 301 N Campus Boulevard | United States | Illinois | Randolph | Sparta | 62286 | 1.02 | 1.07
187467 | 801185 | 110 NORTH 6TH AVENUE COAL VALLEY | 17775 | ROCK ISLAND ARSENAL | ARACT | 110 North 6th Avenue | United States | Illinois | Rock Island | Coal Valley | 61240 | 1 | 1.05
186622 | 710771 | 109 BEACON HARBOR PARKWAY, #117 EAST MOLINE | 17775 | ROCK ISLAND ARSENAL | ARACT | 109 Beacon Harbor Parkway, Unit #117 | United States | Illinois | Rock Island | East Moline | 61244 | 1 | 1.05
6912 | 17C03 | QUAD CITIES NG ARMORY FMS 19 | 170NG | ILLINOIS NATIONAL GUARD | ARGUARD | 5212 78th Avenue | United States | Illinois | Rock Island | Milan | 61264 | 1 | 1.05
187133 | 800655 | 16TH STREET MOLINE | 82387 | JOINT RECRUITING PROGRAM | USACE | 16th Street | United States | Illinois | Rock Island | Moline | 61265 | 1 | 1.05
191422 | 823982 | 4155 44TH STREET MOLINE | 82387 | JOINT RECRUITING PROGRAM | USACE | 4155 44th Street | United States | Illinois | Rock Island | Moline | 61265 | 1 | 1.05
7040 | 17775 | ROCK ISLAND ARSENAL | 17775 | ROCK ISLAND ARSENAL | ARACT | Rock Island Arsenal | United States | Illinois | Rock Island | Rock Island | 61299 | 1.02 | 1.07
191424 | 823947 | 517 PARKVIEW LANE ROCHESTER | 70132 | INDEPENDENT DUTY HOUSING PROGRAM | USACE | 517 Parkview Lane | United States | Illinois | Sangamon | Rochester | 62563 | 1.02 | 1.07
7352 | 17C35 | SPRINGFIELD (TS CP LINCOLN) | 170NG | ILLINOIS NATIONAL GUARD | ARGUARD | 1301 North MacArthur Boulevard | United States | Illinois | Sangamon | Springfield | 62702 | 1.02 | 1.07
185190 | 82387-11608 | DIRKSEN PKWY SPRINGFIELD | 82387 | JOINT RECRUITING PROGRAM | USACE | 2510 North Dirksen Parkway | United States | Illinois | Sangamon | Springfield | 62702 | 1.02 | 1.07
6039 | 17965 | MAJ M D O'DONNELL USARC | 27864 | 88TH RRC - MINNESOTA | ARRES | 4480 S 6th Street Frontage Road East | United States | Illinois | Sangamon | Springfield | 62703 | 1.02 | 1.07
169930 | 17782 | IEMA BUILDING JOC OPS | 170NG | ILLINOIS NATIONAL GUARD | ARGUARD |  | United States | Illinois | Sangamon | Springfield | 62703 | 1.02 | 1.07
190630 | 822410 | 308 S. OXFORD ROAD SPRINGFIELD | 70132 | INDEPENDENT DUTY HOUSING PROGRAM | USACE | 308 S. Oxford Road | United States | Illinois | Sangamon | Springfield | 62704 | 1.02 | 1.07
185191 | 82387-13277 | W MONROE ST SPRINGFIELD | 82387 | JOINT RECRUITING PROGRAM | USACE | 2387 West Monroe Street | United States | Illinois | Sangamon | Springfield | 62704 | 1.02 | 1.07
185857 | 82387-13159 | VETERANS PKWY SPRINGFIELD | 82387 | JOINT RECRUITING PROGRAM | USACE | 3169 South Veterans Parkway | United States | Illinois | Sangamon | Springfield | 62704 | 1.02 | 1.07
1562 | DCFT0001 | CAPITAL AIRPORT SITE # 1 | DCFT | ABRAHAM LINCOLN CAPITAL AIRPORT | AFGUARD | 3101 J David Jones Parkway | United States | Illinois | Sangamon | Springfield | 62707 | 1.02 | 1.07
191430 | 823969 | 7310 PRESTON DRIVE SPRINGFIELD | 70132 | INDEPENDENT DUTY HOUSING PROGRAM | USACE | 7310 Preston Drive | United States | Illinois | Sangamon | Springfield | 62711 | 1.02 | 1.07
191691 | 824298 | 2611 MUIRFIELD ROAD SPRINGFIELD | 70132 | INDEPENDENT DUTY HOUSING PROGRAM | USACE | 2611 Muirfield Road | United States | Illinois | Sangamon | Springfield | 62711 | 1.02 | 1.07
6767 | 17825 | PFC R GANTNER USARC | 27864 | 88TH RRC - MINNESOTA | ARRES | 500 South Belt East | United States | Illinois | St. Clair | Belleville | 62221 | 1.03 | 1.08
189710 | EHGN0001 | ST ELIZABETH'S HOSPITAL OB/GYN CLINIC | VDYD | SCOTT AFB | AFACT | 211 South 3rd Street | United States | Illinois | St. Clair | Belleville | 62222 | 1.05 | 1.1
3255 | VDYD0001 | SCOTT AFB SITE # 1 | VDYD | SCOTT AFB | AFACT | 701 Hangar Road | United States | Illinois | St. Clair | Belleville | 62225 | 1.05 | 1.1
3257 | VEJX0001 | SCOTT RADIO RELAY ANNEX SITE # 1 | VDYD | SCOTT AFB | AFACT | 1902 Radio Range Road | United States | Illinois | St. Clair | Belleville | 62225 | 1.05 | 1.1
4799 | 17A95 | EAST ST LOUIS ARMORY FMS 15 | 170NG | ILLINOIS NATIONAL GUARD | ARGUARD | 2931 State Street | United States | Illinois | St. Clair | Centreville | 62205 | 1.03 | 1.08
187840 | 810011 | 1104 COLLINSVILLE BOULEVARD COLLINSVILLE | 82387 | JOINT RECRUITING PROGRAM | USACE | 1104 Collinsville Boulevard | United States | Illinois | St. Clair | Collinsville | 62234 | 1.03 | 1.08
184884 | 82387-10806 | 4 COLIGNY PROF PARK COLLINSVILLE | 82387 | JOINT RECRUITING PROGRAM | USACE | 2010 Vandalia Street, 4 Coligny Prof Park | United States | Illinois | St. Clair | Collinsville | 62234 | 1.03 | 1.08
170654 | 17C37 | FAIRVIEW HEIGHTS STOREFRONT | 170NG | ILLINOIS NATIONAL GUARD | ARGUARD |  | United States | Illinois | St. Clair | Fairview Heights | 62208 | 1.03 | 1.08
184708 | 82387-12897 | SALEM PLACE FAIRVIEW HEIGHTS | 82387 | JOINT RECRUITING PROGRAM | USACE | 333 Salem Place, Suite 258 | United States | Illinois | St. Clair | Fairview Heights | 62208 | 1.03 | 1.08
184710 | 82387-10961 | 525 LINCOLN HWY FAIRVIEW HEIGHTS | 82387 | JOINT RECRUITING PROGRAM | USACE | 525 Lincoln Highway, Plaza Saint Clair Suite 1 | United States | Illinois | St. Clair | Fairview Heights | 62208 | 1.03 | 1.08
191623 | 824177 | 10885 LINCOLN HIGHWAY FAIRVIEW HEIGHTS | 82387 | JOINT RECRUITING PROGRAM | USACE | 10885 Lincoln Highway | United States | Illinois | St. Clair | Fairview Heights | 62208 | 1.03 | 1.08
1469 | BETM0001 | SCOTT MARS COMMUNICATION ANNEX SITE # 1 | VDYD | SCOTT AFB | AFACT |  | United States | Illinois | St. Clair | Freeburg | 62243 | 1.05 | 1.1
1470 | BETP0001 | BELLEVILLE TEST ANNEX SITE # 1 | VDYD | SCOTT AFB | AFACT | Turkey Hill Lane | United States | Illinois | St. Clair | Freeburg | 62243 | 1.05 | 1.1
3256 | VEJR0001 | SCOTT ILS OUTER MARKER ANNEX SITE # 1 | VDYD | SCOTT AFB | AFACT | Highbanks Road | United States | Illinois | St. Clair | Mascoutah | 62258 | 1.05 | 1.1
170002 | 17354 | MID AMERICA READINESS CENTER | 170NG | ILLINOIS NATIONAL GUARD | ARGUARD |  | United States | Illinois | St. Clair | O'Fallon | 62269 | 1.03 | 1.08
188928 | FDFE0001 | O'FALLON ADMINISTRATIVE OFFICE #2 | VDYD | SCOTT AFB | ARGUARD | 475 Regency Park | United States | Illinois | St. Clair | O'Fallon | 62269 | 1.03 | 1.08
184435 | 82387-11436 | BUILDING 700 SCOTT A F B | 82387 | JOINT RECRUITING PROGRAM | USACE | Building 700 | United States | Illinois | St. Clair | Scott AFB | 62225 | 1.05 | 1.1
190808 | 823179 | 1098 PRESWYK DRIVE SHILOH | 70132 | INDEPENDENT DUTY HOUSING PROGRAM | USACE | 1098 Preswyk Drive | United States | Illinois | St. Clair | Shiloh | 62221 | 1.03 | 1.08
5097 | 17B10 | FREEPORT ARMORY | 170NG | ILLINOIS NATIONAL GUARD | ARGUARD | 1236 South Adams Avenue | United States | Illinois | Stephenson | Freeport | 61032 | 1.02 | 1.07
191296 | 823844 | 1013 LORAS DRIVE FREEPORT | 82387 | JOINT RECRUITING PROGRAM | USACE | 1013 Loras Drive | United States | Illinois | Stephenson | Freeport | 61032 | 1.02 | 1.07
4688 | 17A85 | DELAVIN ARMORY | 170NG | ILLINOIS NATIONAL GUARD | ARGUARD | 206 East 3rd Street | United States | Illinois | Tazewell | Delavan | 61734 | 1.02 | 1.07
186711 | 800656 | BROADWAY PEKIN | 82387 | JOINT RECRUITING PROGRAM | USACE | Broadway | United States | Illinois | Tazewell | Pekin | 61554 | 1.02 | 1.07
4583 | 17861 | CPT ROBERT B CHAMPMAN USARC | 27864 | 88TH RRC - MINNESOTA | ARRES | 2408 East Main Street | United States | Illinois | Vermilion | Danville | 61832 | 1.02 | 1.07
4646 | 17A65 | DANVILLE ARMORY | 170NG | ILLINOIS NATIONAL GUARD | ARGUARD | 22979 North Bowman Avenue | United States | Illinois | Vermilion | Danville | 61834 | 1.02 | 1.07
185403 | 710385 | 16517 CR-2300 NORTH DANVILLE | 82387 | JOINT RECRUITING PROGRAM | USACE | 16517 County Road 2300 North | United States | Illinois | Vermilion | Danville | 61834 | 1.02 | 1.07
6765 | 17870 | PFC R E WALTON USARC | 27864 | 88TH RRC - MINNESOTA | ARRES |  | United States | Illinois | Wayne | Fairfield | 62837 | 1.02 | 1.07
7037 | 17C10 | ROCK FALLS ARMORY FMS 11 | 170NG | ILLINOIS NATIONAL GUARD | ARGUARD | 716 6th Avenue | United States | Illinois | Whiteside | Rock Falls | 61071 | 1.02 | 1.07
190800 | 17C11 | ROCK FALLS PARKING AREA | 170NG | ILLINOIS NATIONAL GUARD | ARGUARD |  | United States | Illinois | Whiteside | Rock Falls | 61071 | 1.02 | 1.07
182810 | 800001 | 106 W BOUGHTON RD BOLINGBROOK | 82387 | JOINT RECRUITING PROGRAM | USACE | 106 W. Boughton Road | United States | Illinois | Will | Bolingbrook | 60440 | 1.02 | 1.07
183122 | 82387-12119 | LARKIN AVE CREST HILL | 82387 | JOINT RECRUITING PROGRAM | USACE | 1701 Larkin Avenue, Suite 203 | United States | Illinois | Will | Crest Hill | 60435 | 1.02 | 1.07
7669 | 17896 | JOLIET USARC/JTA | 27864 | 88TH RRC - MINNESOTA | ARRES | 20612 Arsenal Road JTA. NW of the Intersection of S Diagonal Rd and Drummond Rd | United States | Illinois | Will | Elwood | 60421 | 1.02 | 1.07
5650 | 17B25 | JOLIET ARMORY FMS 12 | 170NG | ILLINOIS NATIONAL GUARD | ARGUARD | 2900 West Jefferson Street | United States | Illinois | Will | Joliet | 60435 | 1.02 | 1.07
5651 | 17940 | JOLIET RAILROAD USARC EXCESS | 27864 | 88TH RRC - MINNESOTA | ARRES |  | United States | Illinois | Will | Joliet | 60436 | 1.02 | 1.07
5957 | M67861-0002 | LOUIS JOLIET AFRC | M67861 | MCRS WILMINGTON | ARRES | 2709 McDonough Street | United States | Illinois | Will | Joliet | 60436 | 1.02 | 1.07
189064 | 821217 | 24920 FRANKLIN LANE PLAINFIELD | 70132 | INDEPENDENT DUTY HOUSING PROGRAM | USACE | 24920 Frankline Lane | United States | Illinois | Will | Planinfield | 60544 | 1.02 | 1.07
190295 | 823014 | 16122 S. RT. 59 PLAINFIELD | 82387 | JOINT RECRUITING PROGRAM | USACE | 16122 South Route 59 | United States | Illinois | Will | Planinfield | 60544 | 1.02 | 1.07
191003 | 823484 | 15815 COVE CIRCLE PLAINFIELD | 70132 | INDEPENDENT DUTY HOUSING PROGRAM | USACE | 15815 Cove Circle | United States | Illinois | Will | Planinfield | 60544 | 1.02 | 1.07
189830 | 821995 | 2235 STONEHAVEN DRIVE PLAINFIELD | 70132 | INDEPENDENT DUTY HOUSING PROGRAM | USACE | 2235 Stonehaven Drive | United States | Illinois | Will | Planinfield | 60586 | 1.02 | 1.07
190675 | 822551 | 5105 EASTCHESTER COURT PLAINFIELD | 70132 | INDEPENDENT DUTY HOUSING PROGRAM | USACE | 5105 Eastchester Court | United States | Illinois | Will | Planinfield | 60586 | 1.02 | 1.07
191155 | 823797 | 24058 HEATHER COURT PLAINFIELD | 70132 | INDEPENDENT DUTY HOUSING PROGRAM | USACE | 24058 Heather Court | United States | Illinois | Will | Planinfield | 60586 | 1.02 | 1.07
191200 | 823612 | 5304 KINGSBURY ESTATES DRIVE PLAINFIELD | 70132 | INDEPENDENT DUTY HOUSING PROGRAM | USACE | 5304 Kingsbury Estates Drive | United States | Illinois | Will | Planinfield | 60586 | 1.02 | 1.07
191712 | 824222 | 5322 MEADOWBROOK STREET PLAINFIELD | 70132 | INDEPENDENT DUTY HOUSING PROGRAM | USACE | 5322 Meadowbrook Street | United States | Illinois | Will | Planinfield | 60586 | 1.02 | 1.07
5648 | 17305 | JOLIET AAP ELWOOD | 17305 | JOLIET ARMY AMMUNITION PLANT ELWOOD | ARACT | 29401 South Route 53 | United States | Illinois | Will | Wilmington | 60481 | 1.02 | 1.07
5649 | 17306 | JOLIET AAP KANKAKEE | 17306 | JOLIET ARMY AMMUNITION PLANT KANKAKEE | ARACT | 29401 South Route 53 | United States | Illinois | Will | Wilmington | 60481 | 1.02 | 1.07
190773 | 823049 | 803 COTTONWOOD LANE CARTERVILLE | 70132 | INDEPENDENT DUTY HOUSING PROGRAM | USACE | 803 Cottonwood Lane | United States | Illinois | Williamson | Carterville | 62918 | 1.02 | 1.07
6080 | 17B57 | MARION ARMORY FMS 18 | 170NG | ILLINOIS NATIONAL GUARD | ARGUARD | 11427 Minuteman Lane | United States | Illinois | Williamson | Marion | 62959 | 1.02 | 1.07
6766 | 17905 | PFC R G WILSON USARC | 27864 | 88TH RRC - MINNESOTA | ARRES |  | United States | Illinois | Williamson | Marion | 62959 | 1.02 | 1.07
183977 | 82387-12350 | N CARBON ST MARION | 82387 | JOINT RECRUITING PROGRAM | USACE | 1113 North Carbon Street | United States | Illinois | Williamson | Marion | 62959 | 1.02 | 1.07
184397 | 82387-13399 | WINDSOR RD LOVES PARK | 82387 | JOINT RECRUITING PROGRAM | USACE | 1752 Windsor Road & 7124 Windsor Lake Parkway | United States | Illinois | Winnebago | Loves Park | 61111 | 1.02 | 1.07
6003 | 17B53 | MACHESNEY PARK ARMORY FMS 13 | 170NG | ILLINOIS NATIONAL GUARD | ARGUARD | 10451 North 2nd Street | United States | Illinois | Winnebago | Machesney Park | 61115 | 1.02 | 1.07
190722 | 17308 | MACHESNEY PARK USARC | 27864 | 88TH RRC - MINNESOTA | ARRES |  | United States | Illinois | Winnebago | Machesney Park | 61115 | 1.02 | 1.07
7042 | 17955 | ROCKFORD USARC | 27864 | 88TH RRC - MINNESOTA | ARRES | 1130 Arthur Avenue | United States | Illinois | Winnebago | Rockford | 61101 | 1.02 | 1.07
182536 | 82387-11764 | E STATE ST ROCKFORD | 82387 | JOINT RECRUITING PROGRAM | USACE | 5458 East State Street | United States | Illinois | Winnebago | Rockford | 61108 | 1.02 | 1.07
186727 | 710022 | 913 MCKNIGHT CIRCLE ROCKFORD | 70132 | INDEPENDENT DUTY HOUSING PROGRAM | USACE | 913 McKnight Circle | United States | Illinois | Winnebago | Rockford | 61108 | 1.02 | 1.07
190690 | 822148 | 621 HIGHGROVE PLACE ROCKFORD | 82387 | JOINT RECRUITING PROGRAM | USACE | 621 Highgrove Place | United States | Illinois | Winnebago | Rockford | 61114 | 1.02 | 1.07
184544 | 800021 | 4916 ILLINOIS FORT WAYNE | 82387 | JOINT RECRUITING PROGRAM | USACE | 4916 Illinois Road | United States | Indiana | Allen | Fort Wayne | 46804 | 0.94 | 0.95
190540 | 822876 | 4410 N WASHINGTON ROAD FORT WAYNE | 70132 | INDEPENDENT DUTY HOUSING PROGRAM | USACE | 4410 N. Washington Road | United States | Indiana | Allen | Fort Wayne | 46804 | 0.94 | 0.95
184541 | 800020 | 4122 LIMA ROAD FORT WAYNE | 82387 | JOINT RECRUITING PROGRAM | USACE | 4122 Lima Road | United States | Indiana | Allen | Fort Wayne | 46805 | 0.94 | 0.95
1423 | ATQZ0001 | FORT WAYNE IAP-1 8.48 ACRES | ATQZ | FORT WAYNE IAP | AFGUARD | Ferguson Road | United States | Indiana | Allen | Fort Wayne | 46809 | 0.94 | 0.95
6770 | 18675 | PFC WM L GILLESPIE USARC | 27864 | 88TH RRC - MINNESOTA | ARRES | 2233 Nuttman Avenue | United States | Indiana | Allen | Fort Wayne | 46809 | 0.94 | 0.95
189310 | 18096 | FORT WAYNE (BAER FIELD) BLDG 758 | 180NG | INDIANA NATIONAL GUARD | ARGUARD |  | United States | Indiana | Allen | Fort Wayne | 46809 | 0.94 | 0.95
191097 | ATQZ0002 | FORT WAYNE IAP-2 18.77 ACRES | ATQZ | FORT WAYNE IAP | AFGUARD |  | United States | Indiana | Allen | Fort Wayne | 46809 | 0.94 | 0.95
191098 | ATQZ0003 | FORT WAYNE IAP-3 87.85 ACRES | ATQZ | FORT WAYNE IAP | AFGUARD |  | United States | Indiana | Allen | Fort Wayne | 46809 | 0.94 | 0.95
191099 | ATQZ0005 | FORT WAYNE IAP-5 23.30 ACRES | ATQZ | FORT WAYNE IAP | AFGUARD |  | United States | Indiana | Allen | Fort Wayne | 46809 | 0.94 | 0.95
191100 | ATQZ0004 | FORT WAYNE IAP-4 50.20 ACRES | ATQZ | FORT WAYNE IAP | AFGUARD |  | United States | Indiana | Allen | Fort Wayne | 46809 | 0.94 | 0.95
189896 | 822056 | 2732 ASCENSION CT. FT. WAYNE | 70132 | INDEPENDENT DUTY HOUSING PROGRAM | USACE | 2732 Ascension Court | United States | Indiana | Allen | Fort Wayne | 46818 | 0.94 | 0.95
5058 | 18B00 | FORT WAYNE | 180NG | INDIANA NATIONAL GUARD | ARGUARD | 110 W Cook Road | United States | Indiana | Allen | Fort Wayne | 46825 | 0.94 | 0.95
187240 | 800665 | AIRPORT NORTH OFFICE PARK FORT WAYNE | 82387 | JOINT RECRUITING PROGRAM | USACE |  | United States | Indiana | Allen | Fort Wayne | 46825 | 0.94 | 0.95
191221 | 823534 | 8312 RIVEROAK DRIVE FORT WAYNE | 70132 | INDEPENDENT DUTY HOUSING PROGRAM | USACE | 8312 Riveroak Drive | United States | Indiana | Allen | Fort Wayne | 46825 | 0.94 | 0.95
191709 | 824195 | 4955 IRIS AVE. FORT WAYNE | 70132 | INDEPENDENT DUTY HOUSING PROGRAM | USACE | 4955 Iris Avenue | United States | Indiana | Allen | Fort Wayne | 46825 | 0.94 | 0.95
191497 | 824017 | 4216 WEST CARLOS FOLGER DRIVE COLUMBUS | 82387 | JOINT RECRUITING PROGRAM | USACE | 4216 West Carlos Folger Drive | United States | Indiana | Bartholomew | Columbus | 47201 | 0.94 | 0.95
4514 | 18A47 | COLUMBUS | 180NG | INDIANA NATIONAL GUARD | ARGUARD | 2160 Arnold Street | United States | Indiana | Bartholomew | Columbus | 47203 | 0.94 | 0.95
187189 | 800664 | COLUMBUS CENTER COLUMBUS | 82387 | JOINT RECRUITING PROGRAM | USACE |  | United States | Indiana | Bartholomew | Columbus | 47203 | 0.94 | 0.95
1397 | AQXG0001 | ATTERBURY RESERVE FORCES TRAINING (ANG) SITE # 1 | LDXF | HULMAN FLD | AFGUARD | 124 Durbin Street | United States | Indiana | Bartholomew | Edinburgh | 46124 | 0.94 | 0.95
190176 | AQXG0002 | ATTERBURY RESERVE AIR TO GROUND RANGE | LDXF | HULMAN FLD | AFGUARD |  | United States | Indiana | Bartholomew | Edinburgh | 46124 | 0.94 | 0.95
189418 | 18118 | HOPE WAREHOUSE | 180NG | INDIANA NATIONAL GUARD | ARGUARD |  | United States | Indiana | Bartholomew | Hope | 47246 | 0.94 | 0.95
5372 | 18B35 | HARTFORD CITY | 180NG | INDIANA NATIONAL GUARD | ARGUARD | 1620 North Jefferson Street | United States | Indiana | Blackford | Hartford City | 47348 | 0.94 | 0.95
5850 | 18B85 | LEBANON | 180NG | INDIANA NATIONAL GUARD | ARGUARD | 801 North Lebanon Street | United States | Indiana | Boone | Lebanon | 46052 | 0.94 | 0.95
5939 | 18B95 | LOGANSPORT | 180NG | INDIANA NATIONAL GUARD | ARGUARD | 912 South Cicott Street | United States | Indiana | Cass | Logansport | 46947 | 0.93 | 0.93
185082 | 800025 | 2525 EAST MARKET STREET LOGANSPORT | 82387 | JOINT RECRUITING PROGRAM | USACE | 2525 East Market Street | United States | Indiana | Cass | Logansport | 46947 | 0.93 | 0.93
5535 | 18226 | INDIANA ARMY AMMUNITION PLANT | 18226 | INDIANA ARMY AMMUNITION PLANT | ARACT | 11450 Highway 62 | United States | Indiana | Clark | Charlestown | 47111 | 0.94 | 0.95
183123 | 82387-10049 | 1025 VETERANS PARKWAY CLARKSVILLE | 82387 | JOINT RECRUITING PROGRAM | USACE | 1025 Veterans Parkway | United States | Indiana | Clark | Clarksville | 47129 | 0.94 | 0.95
5593 | 18725 | JAMES T ST CLAIR USARC | 27864 | 88TH RRC - MINNESOTA | ARRES | 1100 Penn Street | United States | Indiana | Clark | Jeffersonville | 47130 | 0.94 | 0.95
187709 | 710339 | 1008 NETTERIDGE ROAD JEFFERSONVILLE | 70132 | INDEPENDENT DUTY HOUSING PROGRAM | USACE | 1008 Netteridge Road | United States | Indiana | Clark | Utica | 47130 | 0.94 | 0.95
4127 | 18A45 | BRAZIL | 180NG | INDIANA NATIONAL GUARD | ARGUARD | 227 West National Avenue | United States | Indiana | Clay | Brazil | 47834 | 0.94 | 0.95
5074 | 18B05 | FRANKFORT | 180NG | INDIANA NATIONAL GUARD | ARGUARD | 705 Burlington Avenue | United States | Indiana | Clinton | Frankfort | 46041 | 0.94 | 0.95
7620 | 18B10 | TS RANGE FOWLER | 180NG | INDIANA NATIONAL GUARD | ARGUARD | 12000 Military Club Road | United States | Indiana | Clinton | Frankfort | 46041 | 0.94 | 0.95
7787 | 18D40 | WASHINGTON | 180NG | INDIANA NATIONAL GUARD | ARGUARD | 501 Highway 1 South | United States | Indiana | Daviess | Washington | 47501 | 0.94 | 0.95
183980 | 82387-11255 | 906 GREEN BLVD AURORA | 82387 | JOINT RECRUITING PROGRAM | USACE | 906 Green Boulevard, River Creek Village Shopping Center Unit #3 | United States | Indiana | Dearborn | Aurora | 47001 | 0.94 | 0.95
184018 | 710822 | 815 W. MCGALLIARD MUNCIE | 82387 | JOINT RECRUITING PROGRAM | USACE | 815 West McGalliard Road, McGalliard Mall Retail Center | United States | Indiana | Delaware | Muncie | 47304 | 0.94 | 0.95
6331 | 18C25 | MUNCIE | 180NG | INDIANA NATIONAL GUARD | ARGUARD | 401 North Country Club Road | United States | Indiana | Delaware | Muncie |  | 0.94 | 0.95
5604 | 18B60 | JASPER | 180NG | INDIANA NATIONAL GUARD | ARGUARD | 1481 Bartley Street | United States | Indiana | Dubois | Jasper |  | 0.94 | 0.95
4851 | 18A80 | ELKHART | 180NG | INDIANA NATIONAL GUARD | ARGUARD | 2313 Oakland Avenue | United States | Indiana | Elkhart | Elkhart | 46514 | 0.94 | 0.95
183563 | 82387-12441 | N NAPPANEE ELKHART | 82387 | JOINT RECRUITING PROGRAM | USACE | 500 North Nappanee Street | United States | Indiana | Elkhart | Elkhart | 46514 | 0.94 | 0.95
191743 | 824330 | 2010 CASSOPOLIS STREET ELKHART | 82387 | JOINT RECRUITING PROGRAM | USACE | 2010 Cassiolis Street | United States | Indiana | Elkhart | Elkhart | 46514 | 0.94 | 0.95
4538 | 18A50 | CONNERSVILLE | 180NG | INDIANA NATIONAL GUARD | ARGUARD | 3000 Waterloo Road | United States | Indiana | Fayette | Connersville |  | 0.94 | 0.95
6386 | 18C30 | NEW ALBANY | 180NG | INDIANA NATIONAL GUARD | ARGUARD | 2909 Grant Line Road | United States | Indiana | Floyd | New Albany |  | 0.94 | 0.95
183305 | 82387-11269 | 935 NORTH BALDWIN AVENUE MARION | 82387 | JOINT RECRUITING PROGRAM | USACE | 935 North Baldwin Avenue | United States | Indiana | Grant | Marion | 46952 | 0.94 | 0.95
6076 | 18C08 | MARION | 180NG | INDIANA NATIONAL GUARD | ARGUARD | 728 East 4th Street | United States | Indiana | Grant | Marion |  | 0.94 | 0.95
6077 | 18C05 | MARION (1938) | 180NG | INDIANA NATIONAL GUARD | ARGUARD | 521 East 5th Street | United States | Indiana | Grant | Marion |  | 0.94 | 0.95
5917 | 18B90 | LINTON | 180NG | INDIANA NATIONAL GUARD | ARGUARD | Rural Route #1 | United States | Indiana | Greene | Linton |  | 0.94 | 0.95
187629 | 801052 | BRIDLEWOOD DRIVE CARMEL | 70132 | INDEPENDENT DUTY HOUSING PROGRAM | USACE | Brindlewoood Drive | United States | Indiana | Hamilton | Carmel | 46033 | 0.94 | 0.96
189337 | 821488 | 12962 TURNHAM CT FISHERS | 70132 | INDEPENDENT DUTY HOUSING PROGRAM | USACE | 12962 Turnham Court | United States | Indiana | Hamilton | Fishers | 46038 | 0.94 | 0.96
189817 | 821996 | 13087 E 131 STREET FISHERS | 70132 | INDEPENDENT DUTY HOUSING PROGRAM | USACE | 13087 E 131 Street | United States | Indiana | Hamilton | Fishers | 46038 | 0.94 | 0.96
191122 | 823559 | 13028 ROSS CROSSING FISHERS | 70132 | INDEPENDENT DUTY HOUSING PROGRAM | USACE | 13028 Ross Crossing | United States | Indiana | Hamilton | Fishers | 46038 | 0.94 | 0.96
6549 | 18C40 | NOBLESVILLE | 180NG | INDIANA NATIONAL GUARD | ARGUARD | 2021 Field Drive | United States | Indiana | Hamilton | Noblesville | 46060 | 0.94 | 0.96
189041 | 821069 | 17033 MERCANTILE BLVD NOBLESVILLE | 82387 | JOINT RECRUITING PROGRAM | USACE | 17033 Mercantile Blvd | United States | Indiana | Hamilton | Noblesville | 46060 | 0.94 | 0.96
190323 | 710824 | 225 SHERIDAN ROAD NOBLESVILLE | 82387 | JOINT RECRUITING PROGRAM | USACE | 225 Sheridan Road | United States | Indiana | Hamilton | Noblesville | 46060 | 0.94 | 0.96
191854 | 824531 | 18921 PILOT MILLS DRIVE NOBLESVILLE | 70132 | INDEPENDENT DUTY HOUSING PROGRAM | USACE | 18921 Pilot Mills Drive | United States | Indiana | Hamilton | Noblesville | 46060 | 0.94 | 0.96
5274 | 18B25 | GREENFIELD | 180NG | INDIANA NATIONAL GUARD | ARGUARD | Apple Street | United States | Indiana | Hancock | Greenfield | 46140 | 0.94 | 0.96
184844 | 800017 | 7623 EAST US HWY 36 AVON | 82387 | JOINT RECRUITING PROGRAM | USACE | 7623 East US Highway 36 | United States | Indiana | Hendricks | Avon | 46123 | 0.94 | 0.96
189511 | 821585 | 7080 BRIDGEMONT COURT AVON | 70132 | INDEPENDENT DUTY HOUSING PROGRAM | USACE | 7080 Bridgemont Court | United States | Indiana | Hendricks | Avon | 46123 | 0.94 | 0.96
4644 | 18A60 | DANVILLE | 180NG | INDIANA NATIONAL GUARD | ARGUARD | 1245 East Main Street | United States | Indiana | Hendricks | Danville | 46122 | 0.94 | 0.95
188989 | 18657 | KNIGHTSTOWN | 180NG | INDIANA NATIONAL GUARD | ARGUARD |  | United States | Indiana | Hendricks | Knightstown | 46148 | 0.94 | 0.95
184032 | 800027 | 2027 S. MEMORIAL DRIVE NEW CASTLE | 82387 | JOINT RECRUITING PROGRAM | USACE | 2027 S. Memorial Drive | United States | Indiana | Hendricks | New Castle | 47362 | 0.94 | 0.96
5759 | 18B70 | KOKOMO | 180NG | INDIANA NATIONAL GUARD | ARGUARD | 315 East Markland Avenue | United States | Indiana | Howard | Kokomo | 46901 | 0.94 | 0.95
182333 | 710335 | 1012 US 31 KOKOMO | 82387 | JOINT RECRUITING PROGRAM | USACE | 1012 US Highway 31 | United States | Indiana | Howard | Kokomo | 46901 | 0.94 | 0.95
5507 | 18B40 | HUNTINGTON | 180NG | INDIANA NATIONAL GUARD | ARGUARD | 800 Zahn Street | United States | Indiana | Huntington | Huntington | 46750 | 0.94 | 0.95
5800 | 18705 | HUNTINGTON COUNTY USARC SITE | 27864 | 88TH RRC - MINNESOTA | ARRES |  | United States | Indiana | Huntington | Huntington | 46750 | 0.94 | 0.95
7227 | 18C95 | SEYMOUR | 180NG | INDIANA NATIONAL GUARD | ARGUARD | 1925 1st Avenue | United States | Indiana | Jackson | Seymour | 47274 | 0.94 | 0.95
6977 | 18C65 | REMINGTON | 180NG | INDIANA NATIONAL GUARD | ARGUARD | 345 West Division Street | United States | Indiana | Jasper | Remington | 47977 | 0.94 | 0.95
6978 | 18C70 | RENSSELAER | 180NG | INDIANA NATIONAL GUARD | ARGUARD | 1117 East Grace Street | United States | Indiana | Jasper | Rensselaer | 47978 | 0.94 | 0.95
2394 | LTWL0001 | JEFFERSON PROVING GROUND SITE # 1 | LDXF | HULMAN FLD | AFGUARD | 1661 East Jpg Niblo Road | United States | Indiana | Jefferson | Madison | 47250 | 0.94 | 0.95
5617 | 18255 | JEFFERSON PROVING GROUND | 18255 | JEFFERSON PROVING GROUND | ARACT | 1661 West Jpg Niblo Road | United States | Indiana | Jefferson | Madison | 47250 | 0.94 | 0.95
6012 | 18C00 | MADISON | 180NG | INDIANA NATIONAL GUARD | ARGUARD | 1533 Clifty Drive | United States | Indiana | Jefferson | Madison | 47250 | 0.94 | 0.95
185515 | 82387-11117 | 703 GREEN ROAD MADISON | 82387 | JOINT RECRUITING PROGRAM | USACE | 703 Green Road, Suite 2 Office #4 | United States | Indiana | Jefferson | Madison | 47250 | 0.94 | 0.95
169911 | 18839 | MUSCATATUCK URBAN TRAINING CENTER | 18055 | CAMP ATTERBURY | ARGUARD |  | United States | Indiana | Jennings | Butlerville | 47223 | 0.94 | 0.95
6571 | 18C45 | NORTH VERNON | 180NG | INDIANA NATIONAL GUARD | ARGUARD | 775 West Madison Street | United States | Indiana | Jennings | North Vernon | 47265 | 0.94 | 0.95
189409 | 18009 | LTA PANTHER | 18055 | CAMP ATTERBURY | ARGUARD |  | United States | Indiana | Jennings | North Vernon | 47265 | 0.94 | 0.95
4230 | 18055 | CAMP ATTERBURY | 18055 | CAMP ATTERBURY | ARGUARD | 102 South Walnut Street | United States | Indiana | Johnson | Edinburgh | 46124 | 0.94 | 0.95
7235 | 18607 | SGT CHARLES H. SESTON USARC | 27864 | 88TH RRC - MINNESOTA | ARRES | Camp Atterbury, Building 724 | United States | Indiana | Johnson | Edinburgh | 46124 | 0.94 | 0.95
170378 | 18685 | JOHNSON COUNTY ARMORY | 180NG | INDIANA NATIONAL GUARD | ARGUARD |  | United States | Indiana | Johnson | Franklin | 46131 | 0.94 | 0.95
184546 | 82387-13132 | US 31 S GREENWOOD | 82387 | JOINT RECRUITING PROGRAM | USACE | 1028 US Highway 31 South | United States | Indiana | Johnson | Greenwood | 46143 | 0.94 | 0.95
7725 | 18D30 | VINCENNES | 180NG | INDIANA NATIONAL GUARD | ARGUARD | 45 Lee Lane | United States | Indiana | Knox | Vincennes | 47591 | 0.94 | 0.95
183242 | 82387-11061 | 632 KIMMEL ROAD VINCENNES | 82387 | JOINT RECRUITING PROGRAM | USACE | 632 Kimmel Road, Suite 101E | United States | Indiana | Knox | Vincennes | 47591 | 0.94 | 0.95
7785 | 18D35 | WARSAW | 180NG | INDIANA NATIONAL GUARD | ARGUARD | 125 Goodridge Lane | United States | Indiana | Kosciusko | Warsaw | 46580 | 0.94 | 0.95
183071 | 800496 | 2608 SHELDON STREET WARSAW | 82387 | JOINT RECRUITING PROGRAM | USACE | 2608 Sheldon Street | United States | Indiana | Kosciusko | Warsaw | 46580 | 0.94 | 0.95
190996 | 823491 | 13463 SCHNEIDER STREET CEDAR LAKE | 70132 | INDEPENDENT DUTY HOUSING PROGRAM | USACE | 13463 Schneider Street | United States | Indiana | Lake | Cedar Lake | 46303 | 0.94 | 0.95
191160 | 823734 | 264 PETTIBONE AVENUE CROWN POINT | 70132 | INDEPENDENT DUTY HOUSING PROGRAM | USACE | 264 Pettibone Avenue | United States | Indiana | Lake | Crown Point | 46307 | 0.94 | 0.95
183562 | 82387-10668 | 3 N COURT ST CROWN POINT | 82387 | JOINT RECRUITING PROGRAM | USACE | 3 North Court Street | United States | Indiana | Lake | Crown Point | 46307 | 0.94 | 0.95
5169 | 18B15 | GARY | 180NG | INDIANA NATIONAL GUARD | ARGUARD | 2501 East 15th Avenue | United States | Indiana | Lake | Gary | 46402 | 0.94 | 0.95
5635 | 18695 | JOHN A. BUSHEMI USARC | 27864 | 88TH RRC - MINNESOTA | ARRES |  | United States | Indiana | Lake | Gary | 46404 | 0.94 | 0.95
188607 | 18510 | GARY AASF | 180NG | INDIANA NATIONAL GUARD | ARGUARD |  | United States | Indiana | Lake | Gary | 46406 | 0.94 | 0.95
183199 | 800022 | 226 W. RIDGE ROAD GRIFFITH | 82387 | JOINT RECRUITING PROGRAM | USACE | 226 W. Ridge Road | United States | Indiana | Lake | Griffith | 46319 | 0.94 | 0.95
5335 | 18B30 | HAMMOND | 180NG | INDIANA NATIONAL GUARD | ARGUARD | 2530 173rd Street | United States | Indiana | Lake | Hammond | 46323 | 0.94 | 0.95
7064 | 18735 | ROPER R. PEDDICORD USARC | 27864 | 88TH RRC - MINNESOTA | ARRES | 3475 Wisconsin Street | United States | Indiana | Lake | Hobart | 46342 | 0.94 | 0.95
191203 | 823526 | 565 NORTH 750 WEST HOBART | 70132 | INDEPENDENT DUTY HOUSING PROGRAM | USACE | 565 North 750 West | United States | Indiana | Lake | Hobart | 46342 | 0.94 | 0.95
184234 | 800026 | 5122 EAST US 30 HIGHWAT MERRILLVILLE | 82387 | JOINT RECRUITING PROGRAM | USACE | 5122 East US Highway 30 | United States | Indiana | Lake | Merriliville | 46410 | 0.94 | 0.95
191840 | 824554 | 1400 WEST 82ND PLACE MERRILLVILLE | 70132 | INDEPENDENT DUTY HOUSING PROGRAM | USACE | 1400 West 82nd Place | United States | Indiana | Lake | Merriliville | 46410 | 0.94 | 0.95
169949 | 18858 | MERRILIVILLE STORE FRONT RECRUITING | 180NG | INDIANA NATIONAL GUARD | ARGUARD |  | United States | Indiana | Lake | Merrillville | 46410 | 0.94 | 0.95
5822 | 18740 | LAPORTE CO VETERANS USARC | 27864 | 88TH RRC - MINNESOTA | ARRES | 8200 S. County Rd. E300 | United States | Indiana | LaPorte | Kingsbury | 46345 | 0.94 | 0.95
5772 | 18B80 | LA PORTE | 180NG | INDIANA NATIONAL GUARD | ARGUARD | 2391 State Road #2 West | United States | Indiana | LaPorte | La Porte | 46350 | 0.94 | 0.95
182569 | 82387-11323 | ANDREWS LAPORTE | 82387 | JOINT RECRUITING PROGRAM | USACE | 614 Andrews Avenue, Suites 1 & 2 | United States | Indiana | LaPorte | La Porte | 46350 | 0.94 | 0.95
6181 | 18C15 | MICHIGAN CITY | 180NG | INDIANA NATIONAL GUARD | ARGUARD | Wash Park Lake Front | United States | Indiana | LaPorte | Michigan City | 46360 | 0.94 | 0.95
190230 | 18301 | MICHIGAN CITY USARC | 27864 | 88TH RRC - MINNESOTA | ARRES |  | United States | Indiana | LaPorte | Michigan City | 46360 | 0.94 | 0.95
3972 | 18A25 | BEDFORD | 180NG | INDIANA NATIONAL GUARD | ARGUARD | 2020 19th Street | United States | Indiana | Lawrence | Bedford | 47421 | 1.02 | 1.03
184319 | 800018 | 3154 JOHN A. WILLIAMS BLVD BEDFORD | 82387 | JOINT RECRUITING PROGRAM | USACE | 3154 John A. Williams Boulevard | United States | Indiana | Lawrence | Bedford | 47421 | 1.02 | 1.03
3748 | 18A05 | ALEXANDRIA | 180NG | INDIANA NATIONAL GUARD | ARGUARD | 105 South Water Street | United States | Indiana | Madison | Anderson | 46011 | 0.94 | 0.95
3801 | 18A10 | ANDERSON | 180NG | INDIANA NATIONAL GUARD | ARGUARD | 125 South Indiana State Road 9 | United States | Indiana | Madison | Anderson | 46012 | 0.94 | 0.95
183979 | 800016 | 4429 SOUTH SCATTERFIELD ROAD ANDERSON | 82387 | JOINT RECRUITING PROGRAM | USACE | 4429 South Scatterfield Road | United States | Indiana | Madison | Anderson | 46013 | 0.94 | 0.95
3660 | 18605 | 1LT CHARLES L. WAPLES USARC | 27864 | 88TH RRC - MINNESOTA | ARRES | 2828 Madison Avenue | United States | Indiana | Madison | Anderson | 46016 | 0.94 | 0.95
4865 | 18A85 | ELWOOD | 180NG | INDIANA NATIONAL GUARD | ARGUARD | 1600 North K Street | United States | Indiana | Madison | Elwood | 46036 | 0.94 | 0.95
188322 | 820239 | 405 EAST 15TH STREET INDIANAPOLIS | 70132 | INDEPENDENT DUTY HOUSING PROGRAM | USACE | 405 East 15th Street | United States | Indiana | Marion | Indianapolis | 46202 | 0.94 | 0.96
5541 | 18B45 | INDIANAPOLIS TYNDALL | 180NG | INDIANA NATIONAL GUARD | ARGUARD | 711 North Pine Street | United States | Indiana | Marion | Indianapolis | 46204 | 0.94 | 0.96
184137 | 82387-11146 | 7400 SHADELAND AVENUE INDIANAPOLIS | 82387 | JOINT RECRUITING PROGRAM | USACE | 7400 Shadeland Avenue, Suite 260 | United States | Indiana | Marion | Indianapolis | 46204 | 0.94 | 0.96
187206 | 82387-12088 | KENT AVE INDIANAPOLIS | 82387 | JOINT RECRUITING PROGRAM | USACE | 9152 Kent Avenue | United States | Indiana | Marion | Indianapolis | 46204 | 0.94 | 0.96
842 | N00128-IN | NAVOPSPTCEN INDIANAPOLIS IN | N00128 | NAVAL STATION GREAT LAKES IL | NAVACT | 3010 North White River Parkway East | United States | Indiana | Marion | Indianapolis | 46208 | 0.94 | 0.96
4150 | 18B58 | BRONSON HALL INDIANAPOLIS | 180NG | INDIANA NATIONAL GUARD | ARGUARD | 8920 Otis Avenue | United States | Indiana | Marion | Indianapolis | 46216 | 0.94 | 0.96
4981 | 18778 | FORT BEN HARRISON USARC | 27864 | 88TH RRC - MINNESOTA | ARRES | 9704 Beaumont Road, Building 126 | United States | Indiana | Marion | Indianapolis | 46216 | 0.94 | 0.96
5836 | 18B83 | LAWRENCE | 180NG | INDIANA NATIONAL GUARD | ARGUARD | 9301 East 59th Street | United States | Indiana | Marion | Indianapolis | 46216 | 0.94 | 0.96
188892 | 820834 | 9152 KENT AVENUE INDIANAPOLIS | 82387 | JOINT RECRUITING PROGRAM | USACE | 9152 Kent Avenue | United States | Indiana | Marion | Indianapolis | 46216 | 0.94 | 0.96
191725 | 824128 | 9155 E 56TH STREET INDIANAPOLIS | 82387 | JOINT RECRUITING PROGRAM | USACE | 9155 E 56th Street | United States | Indiana | Marion | Indianapolis | 46216 | 0.94 | 0.96
184132 | 710466 | 5541 HERBERT LORD DRIVE INDIANAPOLIS | 66155 |  | USACE | 5541 Herbert Lord Road | United States | Indiana | Marion | Indianapolis | 46216 | 0.94 | 0.96
3649 | 18915 | ROBERT M. MOORE USARC | 27864 | 88TH RRC - MINNESOTA | ARRES | 2625 Kessler Boulevard North Drive | United States | Indiana | Marion | Indianapolis | 46222 | 0.94 | 0.96
184133 | 82387-11443 | CAITO DR INDIANAPOLIS | 82387 | JOINT RECRUITING PROGRAM | USACE | 5680 Caito Drive, Building 7 Suite 192 | United States | Indiana | Marion | Indianapolis | 46226 | 0.94 | 0.96
184138 | 82387-10096 | 1102 EAST STOP #11 INDIANAPOLIS | 82387 | JOINT RECRUITING PROGRAM | USACE | 1102 East Stop, Unit #11 | United States | Indiana | Marion | Indianapolis | 46227 | 0.94 | 0.96
184136 | 82387-11296 | 9926, 9928, 9930 E. WASHINGTON DR INDIANAPOLIS | 82387 | JOINT RECRUITING PROGRAM | USACE | 9926, 9928 & 9930 East Washington Drive | United States | Indiana | Marion | Indianapolis | 46229 | 0.94 | 0.96
189389 | 821438 | 5786 SCOTLAND ST INDIANAPOLIS | 70132 | INDEPENDENT DUTY HOUSING PROGRAM | USACE | 5786 Scotland Street | United States | Indiana | Marion | Indianapolis | 46234 | 0.94 | 0.96
189667 | 821773 | 1183 GOLF COURSE DRIVE INDIANAPOLIS | 70132 | INDEPENDENT DUTY HOUSING PROGRAM | USACE | 1183 Golf Course Drive | United States | Indiana | Marion | Indianapolis | 46236 | 0.94 | 0.96
4566 | 18B59 | COUNTER DRUG/ENV/SAFETY | 180NG | INDIANA NATIONAL GUARD | ARGUARD | 3766 West Morris Street | United States | Indiana | Marion | Indianapolis | 46241 | 0.94 | 0.96
5538 | 18B50 | INDIANAPOLIS 38 ID | 180NG | INDIANA NATIONAL GUARD | ARGUARD | 3912 West Minnesota Street | United States | Indiana | Marion | Indianapolis | 46241 | 0.94 | 0.96
5539 | 18B52 | INDIANAPOLIS CSMS #1 | 180NG | INDIANA NATIONAL GUARD | ARGUARD | 4150 West Minnesota Street | United States | Indiana | Marion | Indianapolis | 46241 | 0.94 | 0.96
5540 | 18B56 | INDIANAPOLIS PAKWAY | 180NG | INDIANA NATIONAL GUARD | ARGUARD | 2024 Stout Field East Drive | United States | Indiana | Marion | Indianapolis | 46241 | 0.94 | 0.96
7447 | 18B55 | STOUT FIELD INDIANAPOLIS | 180NG | INDIANA NATIONAL GUARD | ARGUARD | 4630 Allen Avenue | United States | Indiana | Marion | Indianapolis | 46241 | 0.94 | 0.96
9495 | 18936 | SIGNATURE INDPLS INTL AIRPORT | 180NG | INDIANA NATIONAL GUARD | ARGUARD |  | United States | Indiana | Marion | Indianapolis | 46241 | 0.94 | 0.95
4684 | 18B57 | DEFENSE FIN ACCT CTR INDPLS | 180NG | INDIANA NATIONAL GUARD | ARGUARD | 8899 East 56th Street | United States | Indiana | Marion | Indianapolis | 46249 | 0.94 | 0.96
184134 | 27864-10012 | 8899 EAST 56TH STREET INDIANAPOLIS | 27864 | 88TH RRC - MINNESOTA | ARRES | 8899 East 56th Street | United States | Indiana | Marion | Indianapolis | 46249 | 0.94 | 0.96
191772 | 700377 | 8899 EAST 56TH STREET INDIANAPOLIS | 71129 |  | USACE | 8899 East 56th Street | United States | Indiana | Marion | Indianapolis | 46249 | 0.94 | 0.96
184139 | 82387-11477 | CENTER RUN RD INDIANAPOLIS | 82387 | JOINT RECRUITING PROGRAM | USACE | 8255 Center Run Drive | United States | Indiana | Marion | Indianapolis | 46250 | 0.94 | 0.96
184135 | 710066 | 301 N. ILLINOIS ST INDIANAPOLIS | 82387 | JOINT RECRUITING PROGRAM | USACE | 301 North Illinois Street | United States | Indiana | Marion | Indianapolis | 46254 | 0.94 | 0.96
185618 | 710337 | 3250 N POST INDIANAPOLIS | 18081 | ARMY MISSION SUPPORT | USACE | 3250 North Post Road | United States | Indiana | Marion | Indianapolis | 46282 | 0.94 | 0.96
4982 | 18175 | FORT BENJAMIN HARRISON | 17775 | ROCK ISLAND ARSENAL | ARACT | 9704 Beaumont Road | United States | Indiana | Marion | Lawrence | 46226 | 0.94 | 0.96
6827 | 18C55 | PLYMOUTH | 180NG | INDIANA NATIONAL GUARD | ARGUARD | 1220 West Madison Street | United States | Indiana | Marshall | Plymouth | 46563 | 0.94 | 0.95
246 | N61018 | NAVAL SUPPORT ACTIVITY CRANE | N61018 | NAVAL SUPPORT ACTIVITY CRANE | NAVACT |  | United States | Indiana | Martin | Crane | 47522 | 1.02 | 1.03
4585 | 18950 | CRANE ARMY AMMUNITION ACTIVITY | 18950 | CRANE ARMY AMMUNITION ACTIVITY | ARACT |  | United States | Indiana | Martin | Crane | 47522 | 1.02 | 1.03
191392 | N61018-WG | WSTGATE TECHNOLOGY PARK | N61018 | NAVAL SUPPORT ACTIVITY CRANE | NAVACT |  | United States | Indiana | Martin | Crane | 47522 | 1.02 | 1.03
9434 | 18C50 | PERU | 180NG | INDIANA NATIONAL GUARD | ARGUARD | 101 South Broadway | United States | Indiana | Miami | Peru | 46970 | 0.94 | 0.95
4575 | 18699 | CPL ROBT SHAFFER USARC PERU | 27864 | 88TH RRC - MINNESOTA | ARRES | Grissom AFB, Building 639 | United States | Indiana | Miami | Peru | 46971 | 0.94 | 0.95
1531 | CTGB0001 | GRISSOM ARB SITE # 1 | CTGB | GRISSOM ARB | AFRES | 7104 Warthog Street | United States | Indiana | Miami | Unknown | 46971 | 0.94 | 0.95
1532 | CTGC0001 | GRISSOM AIR FORCE BASE SITE # 1 | CTGB | GRISSOM ARB | AFACT | 7104 Warthog Street | United States | Indiana | Miami | Unknown | 46971 | 0.94 | 0.95
4487 | 18625 | COL KENNETH P. WILLIAMS USARC | 27864 | 88TH RRC - MINNESOTA | ARRES | 520 South Woodscrest Drive | United States | Indiana | Monroe | Bloomington | 47401 | 0.94 | 0.95
188713 | 820835 | 216 BURKS DRIVE BLOOMINGTON | 70132 | INDEPENDENT DUTY HOUSING PROGRAM | USACE | 216 Burks Drive | United States | Indiana | Monroe | Bloomington | 47401 | 0.94 | 0.96
183707 | 82387-10967 | 530 KIRKWOOD AVENUE BLOOMINGTON | 82387 | JOINT RECRUITING PROGRAM | USACE | 530 West Kirkwood Avenue | United States | Indiana | Monroe | Bloomington | 47401 | 0.94 | 0.95
4067 | 18A30 | BLOOMINGTON | 180NG | INDIANA NATIONAL GUARD | ARGUARD | 3380 South Walnut Street | United States | Indiana | Monroe | Bloomington | 47403 | 0.94 | 0.95
183705 | 82387-10119 | 115 S. STATE HWY 46 BYPASS BLOOMINGTON | 82387 | JOINT RECRUITING PROGRAM | USACE | 115 South State Highway 46 Bypass, Suite G | United States | Indiana | Monroe | Bloomington | 47403 | 0.94 | 0.95
183706 | 82387-10828 | 409 W. PATTERSON BLOOMINGTON | 82387 | JOINT RECRUITING PROGRAM | USACE | 409 West Patterson Drive, Suite 201 | United States | Indiana | Monroe | Bloomington | 47403 | 0.94 | 0.95
183704 | 82387-13172 | W 17TH ST BLOOMINGTON | 82387 | JOINT RECRUITING PROGRAM | USACE | 1800 West 17th Street, Unit #C | United States | Indiana | Monroe | Bloomington | 47404 | 0.94 | 0.95
188881 | 820838 | 786 NORTH CANNON COURT ELLETTSVILLE | 70132 | INDEPENDENT DUTY HOUSING PROGRAM | USACE | 786 North Cannon Court | United States | Indiana | Monroe | Ellettsville | 47429 | 0.94 | 0.96
4587 | 18A55 | CRAWFORDSVILLE | 180NG | INDIANA NATIONAL GUARD | ARGUARD | 1405 South Washington Street | United States | Indiana | Montgomery | Crawfordsville | 47933 | 0.94 | 0.95
183561 | 82387-10401 | 1880 SOUTH US 231, SUITE B CRAWFORDSVILLE | 82387 | JOINT RECRUITING PROGRAM | USACE | 1880 South US Highway 231, Suite B | United States | Indiana | Montgomery | Crawfordsville | 47933 | 0.94 | 0.95
6102 | 18C10 | MARTINSVILLE | 180NG | INDIANA NATIONAL GUARD | ARGUARD | 1900 Hospital Drive | United States | Indiana | Morgan | Martinsville | 46151 | 0.94 | 0.95
184365 | 82387-12403 | N LIMA RD KENDALLVILLE | 82387 | JOINT RECRUITING PROGRAM | USACE | 812 North Lima Road | United States | Indiana | Noble | Kendallville | 46755 | 0.94 | 0.95
188893 | 820836 | 9250 W STATE ROAD 46 GOSPORT | 70132 | INDEPENDENT DUTY HOUSING PROGRAM | USACE | 9250 West State Road 46 | United States | Indiana | Owen | Gosport | 47433 | 0.94 | 0.95
7044 | 18C80 | ROCKVILLE | 180NG | INDIANA NATIONAL GUARD | ARGUARD | Strawberry Road | United States | Indiana | Parke | Rockville | 47872 | 0.94 | 0.95
7695 | 18D25 | VALPARAISO | 180NG | INDIANA NATIONAL GUARD | ARGUARD | 1820 Chestnut Street | United States | Indiana | Porter | Valparaiso | 46383 | 0.94 | 0.95
184995 | 710490 | 1361 MORTHLAND DRIVE VALPARAISO | 82387 | JOINT RECRUITING PROGRAM | USACE | 1361 West Morthland Drive | United States | Indiana | Porter | Valparaiso | 46385 | 0.94 | 0.95
5269 | 18B20 | GREENCASTLE | 180NG | INDIANA NATIONAL GUARD | ARGUARD | 401 North Arlington Street | United States | Indiana | Putnam | Greencastle | 46135 | 0.94 | 0.95
7933 | 18D45 | WINCHESTER | 180NG | INDIANA NATIONAL GUARD | ARGUARD | 608 Millwood Avenue | United States | Indiana | Randolph | Winchester | 47394 | 0.94 | 0.95
7202 | 18C90 | SCOTTSBURG | 180NG | INDIANA NATIONAL GUARD | ARGUARD | 1001 South Main Street | United States | Indiana | Scott | Scottsburg | 47170 | 0.94 | 0.95
187483 | 800670 | S LAKE ROAD SCOTTSBURG | 82387 | JOINT RECRUITING PROGRAM | USACE | S Lake Road | United States | Indiana | Scott | Scottsburg | 47170 | 0.94 | 0.95
3640 | 18825 | EVERITT B. HUNLEY USARC | 27864 | 88TH RRC - MINNESOTA | ARRES | 601 West Armory Place | United States | Indiana | Scott | Scottsburg | 47470 | 0.94 | 0.95
7254 | 18D00 | SHELBYVILLE | 180NG | INDIANA NATIONAL GUARD | ARGUARD | 3556 North Michigan Road | United States | Indiana | Shelby | Shelbyville | 46176 | 0.94 | 0.95
7257 | 18C99 | SHELBYVILLE OMS | 180NG | INDIANA NATIONAL GUARD | ARGUARD | 185 Mclane Street | United States | Indiana | Shelby | Shelbyville | 46176 | 0.94 | 0.95
183491 | 710230 | 126 LEE BLVD SHELBYVILLE | 82387 | JOINT RECRUITING PROGRAM | USACE | 126 Lee Boulevard | United States | Indiana | Shelby | Shelbyville | 46176 | 0.94 | 0.95
190039 | 822152 | 14341 TEAL COURT GRANGER | 70132 | INDEPENDENT DUTY HOUSING PROGRAM | USACE | 14341 Teal Court | United States | Indiana | St. Joseph | Granger | 16530 | 0.94 | 0.95
184994 | 82387-13272 | W MCKINLEY MISHAWAKA | 82387 | JOINT RECRUITING PROGRAM | USACE | 413 West McKinley | United States | Indiana | St. Joseph | Mishawaka | 46544 | 0.94 | 0.95
166960 | 18149 | MISHAWAKA SF RECRUITING | 180NG | INDIANA NATIONAL GUARD | ARGUARD |  | United States | Indiana | St. Joseph | Mishawaka | 46545 | 0.94 | 0.95
183301 | 82387-10459 | 202 S MICHIGAN SOUTH BEND | 82387 | JOINT RECRUITING PROGRAM | USACE | 202 South Michigan Street, Suites 845 & 850 | United States | Indiana | St. Joseph | South Bend | 46601 | 0.94 | 0.95
183302 | 18081-10095 | 224 W JEFFERSON SOUTH BEND | 18081 | ARMY MISSION SUPPORT | USACE | 224 West Jefferson Boulevard | United States | Indiana | St. Joseph | South Bend | 46601 | 0.94 | 0.95
7320 | 18D05 | SOUTH BEND | 180NG | INDIANA NATIONAL GUARD | ARGUARD | 701 Hamilton Boulevard | United States | Indiana | St. Joseph | South Bend | 46613 | 0.94 | 0.95
3645 | 18856 | LYLE J. THOMPSON USARC | 27864 | 88TH RRC - MINNESOTA | ARRES | 3401 Boland Drive | United States | Indiana | St. Joseph | South Bend | 46628 | 0.94 | 0.95
3646 | 18857 | MAPLE LANE USARC | 27864 | 88TH RRC - MINNESOTA | ARRES | 2402 East Rose Street | United States | Indiana | St. Joseph | South Bend | 46635 | 0.94 | 0.95
3812 | 18A15 | ANGOLA | 180NG | INDIANA NATIONAL GUARD | ARGUARD | 904 Williams Street | United States | Indiana | Steuben | Angola | 46703 | 0.94 | 0.95
1158 | N61018-GP | LAKE GLENDORA TEST FACILITY | N61018 | NAVAL SUPPORT ACTIVITY CRANE | NAVACT | 2588 East County Road 300 | United States | Indiana | Sullivan | Sullivan | 47882 | 0.94 | 0.95
5187 | 18755 | GEORGE E. HALLIDAY USARC | 27864 | 88TH RRC - MINNESOTA | ARRES |  | United States | Indiana | Tippecanoe | Lafayette | 47901 | 0.94 | 0.95
184263 | 82387-12798 | S EARL AVE LAFAYETTE 1 | 82387 | JOINT RECRUITING PROGRAM | USACE | 401 South Earl Avenue | United States | Indiana | Tippecanoe | Lafayette | 47904 | 0.94 | 0.95
5773 | 18B75 | LAFAYETTE | 180NG | INDIANA NATIONAL GUARD | ARGUARD | 5280 Haggarty Lane | United States | Indiana | Tippecanoe | Lafayette | 47905 | 0.94 | 0.95
184262 | 800024 | 100 CREASY LANE LAFAYETTE | 82387 | JOINT RECRUITING PROGRAM | USACE | 100 Creasy Lane | United States | Indiana | Tippecanoe | Lafayette | 47905 | 0.94 | 0.95
184750 | 82387-13312 | W STATE ST WEST LAFAYETTE | 82387 | JOINT RECRUITING PROGRAM | USACE | 134 West State Street | United States | Indiana | Tippecanoe | West Lafayette | 47906 | 0.94 | 0.95
191752 | 824359 | 4308 CATHEDRAL COURT WEST LAFAYETTE | 70132 | INDEPENDENT DUTY HOUSING PROGRAM | USACE | 4308 Cathedral Court | United States | Indiana | Tippecanoe | West Lafayette | 47906 | 0.94 | 0.95
4896 | 18655 | SGT JAMES W. HARLAN USARC/AMSA #132 | 27864 | 88TH RRC - MINNESOTA | ARRES | 2900 East Division Street | United States | Indiana | Vanderburgh | Evansville | 47711 | 0.94 | 0.95
4895 | 18A92 | EVANSVILLE (1998) | 180NG | INDIANA NATIONAL GUARD | ARGUARD | 3304 Division Street | United States | Indiana | Vanderburgh | Evansville | 47715 | 0.94 | 0.95
182206 | 82387-10281 | 1474 N GREEN RIVER EVANSVILLE | 82387 | JOINT RECRUITING PROGRAM | USACE | 1474 North Green River Road | United States | Indiana | Vanderburgh | Evansville | 47715 | 0.94 | 0.95
182208 | 82387-10104 | 1111 S GREEN RIVER R EVANSVILLE | 82387 | JOINT RECRUITING PROGRAM | USACE | 1111 South Green River Road, Suites 100 & 100A | United States | Indiana | Vanderburgh | Evansville | 47715 | 0.94 | 0.95
6428 | 18375 | NEWPORT CHEM DEPOT | 17775 | ROCK ISLAND ARSENAL | ARACT | Old State Road 63 | United States | Indiana | Vermillion | Newport | 47966 | 0.94 | 0.95
3650 | 18875 | ROBERT R. MOSELE USARC | 27864 | 88TH RRC - MINNESOTA | ARRES | 401 East Davis Drive | United States | Indiana | Vigo | Terre Haute | 47802 | 0.94 | 0.95
184019 | 82387-10903 | 4795 SOUTH 7TH STREET TERRE HAUTE | 82387 | JOINT RECRUITING PROGRAM | USACE | 4795 South 7th Street | United States | Indiana | Vigo | Terre Haute | 47802 | 0.94 | 0.95
127 | M68479-0026 | TERRE HAUTE IN | M68479 | HDQTRS 4TH MARDIV NEW ORLEANS | MCACT | 200 South Fruitridge Avenue | United States | Indiana | Vigo | Terre Haute | 47803 | 0.94 | 0.95
2365 | LDXF0001 | HULMAN FLD SITE # 1 | LDXF | HULMAN FLD | AFGUARD | 8001 Reinoehl Road | United States | Indiana | Vigo | Terre Haute | 47803 | 0.94 | 0.95
189934 | 822073 | 7995 E. AUDREY AVE. TERRE HAUTE | 70132 | INDEPENDENT DUTY HOUSING PROGRAM | USACE | 7995 E. Audrey Avenue | United States | Indiana | Vigo | Terre Haute | 47803 | 0.94 | 0.95
190178 | LDXF0002 | HULMAN SITE 2 AMMO AREA | LDXF | HULMAN FLD | AFGUARD |  | United States | Indiana | Vigo | Terre Haute | 47803 | 0.94 | 0.95
184020 | 27864-10018 | NW IND PARK TERRE HAUTE | 27864 | 88TH RRC - MINNESOTA | ARRES | Northwest Industrial Park | United States | Indiana | Vigo | Terre Haute | 47803 | 0.94 | 0.95
7528 | 18D20 | TERRE HAUTE | 180NG | INDIANA NATIONAL GUARD | ARGUARD | 301 North 9th Street | United States | Indiana | Vigo | Terre Haute | 47804 | 0.94 | 0.95
7530 | 18D22 | TERRE HAUTE (2000) | 180NG | INDIANA NATIONAL GUARD | ARGUARD |  | United States | Indiana | Vigo | Terre Haute | 47804 | 0.94 | 0.95
190064 | 822282 | 3158 N. 12TH STREET TERRE HAUTE | 70132 | INDEPENDENT DUTY HOUSING PROGRAM | USACE | 3158 North 12th Street | United States | Indiana | Vigo | Terre Haute | 47804 | 0.94 | 0.95
185612 | 82387-11566 | COURTHOUSE SQ TERRE HAUTE | 82387 | JOINT RECRUITING PROGRAM | USACE | 1 Courthouse Square | United States | Indiana | Vigo | Terre Haute | 47808 | 0.94 | 0.95
187186 | 710969 | 8177 COVINGTON NEWBURGH | 70132 | INDEPENDENT DUTY HOUSING PROGRAM | USACE | 8177 Covington Court | United States | Indiana | Warrick | Newburgh | 47630 | 0.94 | 0.95
7121 | 18C85 | SALEM | 180NG | INDIANA NATIONAL GUARD | ARGUARD | 1100 North Shelby Street | United States | Indiana | Washington | Salem | 47167 | 0.94 | 0.95
6993 | 18C75 | RICHMOND | 180NG | INDIANA NATIONAL GUARD | ARGUARD | 1200 West Main Street | United States | Indiana | Wayne | Richmond | 47374 | 0.94 | 0.95
7000 | 18790 | RICHMOND USARC-IN-18790 | 27864 | 88TH RRC - MINNESOTA | ARRES | 1801 Industries Road | United States | Indiana | Wayne | Richmond | 47374 | 0.94 | 0.95
185631 | 82387-10752 | 3410 EAST MAIN STREET RICHMOND | 82387 | JOINT RECRUITING PROGRAM | USACE | 3410 East Main Street | United States | Indiana | Wayne | Richmond | 47374 | 0.94 | 0.95
4079 | 18A35 | BLUFFTON | 180NG | INDIANA NATIONAL GUARD | ARGUARD | 500 East Spring Street | United States | Indiana | Wells | Bluffton | 46714 | 0.94 | 0.95
6255 | 18C20 | MONTICELLO | 180NG | INDIANA NATIONAL GUARD | ARGUARD | 299 Armory Road | United States | Indiana | White | Monticello | 47960 | 0.94 | 0.95
4552 | 19A85 | CORNING | 190NG | IOWA NATIONAL GUARD | ARGUARD | 1400 Hull Street | United States | Iowa | Adams | Corning | 50841 | 1 | 1.01
4364 | 19A40 | CENTERVILLE | 190NG | IOWA NATIONAL GUARD | ARGUARD | 22800 Dewey Road | United States | Iowa | Appanoose | Centerville | 52544 | 1 | 1.01
3886 | 19A20 | AUDUBON | 190NG | IOWA NATIONAL GUARD | ARGUARD | 601 Southside Avenue | United States | Iowa | Audubon | Audubon | 50025 | 1 | 1.01
4355 | 1990D | CEDAR FALLS AMSA | 27864 | 88TH RRC - MINNESOTA | ARRES | 5502 Nordic Drive | United States | Iowa | Black Hawk | Cedar Falls | 50613 | 1 | 1.01
188825 | 820583 | 5502 NORDIC DRIVE CEDAR FALLS | 74339 |  | USACE | 5502 Nordic Drive | United States | Iowa | Black Hawk | Cedar Falls | 50613 | 1 | 1.01
189207 | 821329 | 2219 SUNNYSIDE CIRCLE CEDAR FALLS | 70132 | INDEPENDENT DUTY HOUSING PROGRAM | USACE | 2219 Sunnyside Circle | United States | Iowa | Black Hawk | Cedar Falls | 50613 | 1 | 1.01
189921 | 822023 | 525 CLAIR STREET CEDAR FALLS | 70132 | INDEPENDENT DUTY HOUSING PROGRAM | USACE | 525 Clair Street | United States | Iowa | Black Hawk | Cedar Falls | 50613 | 1 | 1.01
191412 | 823881 | 226 BRANDILYNN CEDAR FALLS | 82387 | JOINT RECRUITING PROGRAM | USACE | 226 Brandilynn Blvd | United States | Iowa | Black Hawk | Cedar Falls | 50613 | 1 | 1.01
188756 | 820636 | 3514 KINGSWOOD PLACE WATERLOO | 70132 | INDEPENDENT DUTY HOUSING PROGRAM | USACE | 3514 Kingswood Place | United States | Iowa | Black Hawk | Waterloo | 50701 | 1 | 1.01
190274 | 822517 | 1231 DOROTHY DRIVE WATERLOO | 70132 | INDEPENDENT DUTY HOUSING PROGRAM | USACE | 1231 Dorothy Drive | United States | Iowa | Black Hawk | Waterloo | 50701 | 1 | 1.01
190315 | 822274 | 2060 CROSSROADS BOULEVARD WATERLOO | 82387 | JOINT RECRUITING PROGRAM | USACE | 2060 Crossroads Blvd | United States | Iowa | Black Hawk | Waterloo | 50702 | 1 | 1.01
183074 | 82387-10631 | 277 E SAN MARNAN DR WATERLOO | 82387 | JOINT RECRUITING PROGRAM | USACE | 277 East San Marnan Drive | United States | Iowa | Black Hawk | Waterloo | 50702 | 1 | 1.01
183075 | 82387-11748 | E RIDGEWAY AVE WATERLOO | 82387 | JOINT RECRUITING PROGRAM | USACE | 2000 East Ridgeway Avenue | United States | Iowa | Black Hawk | Waterloo | 50702 | 1 | 1.01
7799 | 19685 | WATERLOO USARC | 27864 | 88TH RRC - MINNESOTA | ARRES | 1689 Burton Avenue | United States | Iowa | Black Hawk | Waterloo | 50703 | 1 | 1.01
7800 | 19D70 | WATERLOO AIRPORT | 190NG | IOWA NATIONAL GUARD | ARGUARD | 3106 Airport Boulevard | United States | Iowa | Black Hawk | Waterloo | 50703 | 1 | 1.01
7801 | 19D65 | WATERLOO BIG ROCK | 190NG | IOWA NATIONAL GUARD | ARGUARD | 2245 West Big Rock Road | United States | Iowa | Black Hawk | Waterloo | 50703 | 1 | 1.01
4095 | 19A25 | BOONE | 190NG | IOWA NATIONAL GUARD | ARGUARD | 700 Snedden Drive | United States | Iowa | Boone | Boone | 50036 | 1 | 1.01
7445 | 19D50 | STORM LAKE | 190NG | IOWA NATIONAL GUARD | ARGUARD | 1601 Park Street | United States | Iowa | Buena Vista | Storm Lake | 50588 | 1 | 1.01
4330 | 19A33 | CARROLL | 190NG | IOWA NATIONAL GUARD | ARGUARD | 1712 Le Clark Road | United States | Iowa | Carroll | Carroll | 51401 | 1 | 1.01
185482 | 82387-11501 | CHESTNUT ATLANTIC | 82387 | JOINT RECRUITING PROGRAM | USACE | 319 Chestnut Street | United States | Iowa | Cass | Atlantic | 50022 | 1 | 1.01
6108 | 19C55 | MASON CITY | 190NG | IOWA NATIONAL GUARD | ARGUARD | 1160 19th Street Southwest | United States | Iowa | Cerro Gordo | Mason City | 50401 | 1 | 1.01
183494 | 82387-10918 | 4TH ST SW MASON CITY | 82387 | JOINT RECRUITING PROGRAM | USACE | 1312 4th Street Southwest, Westside Office Building | United States | Iowa | Cerro Gordo | Mason City | 50401 | 1 | 1.01
4413 | 19504 | CHEROKEE USARC | 27864 | 88TH RRC - MINNESOTA | ARRES | 1807 Industrial Road | United States | Iowa | Cherokee | Cherokee | 51012 | 1 | 1.01
183200 | 82387-11736 | E MCLANE OSCEOLA | 82387 | JOINT RECRUITING PROGRAM | USACE | 101 East McLane Street, Suite 100 | United States | Iowa | Clarke | Osceola | 50213 | 1 | 1.01
7338 | 19D45 | SPENCER | 190NG | IOWA NATIONAL GUARD | ARGUARD | 11 East 23rd Street | United States | Iowa | Clay | Spencer | 51301 | 1 | 1.01
183492 | 82387-10141 | 11TH ST SW SPENCER | 82387 | JOINT RECRUITING PROGRAM | USACE | 901 11th Street Southwest, South Park Mall | United States | Iowa | Clay | Spencer | 51301 | 1 | 1.01
4466 | 19A70 | CLINTON | 190NG | IOWA NATIONAL GUARD | ARGUARD | 1200 13th Avenue North | United States | Iowa | Clinton | Clinton | 52732 | 1 | 1.01
190043 | 821952 | 1655 LINCOLN WAY CLINTON | 82387 | JOINT RECRUITING PROGRAM | USACE | 1655 Lincoln Way | United States | Iowa | Clinton | Clinton | 52732 | 1 | 1.01
4696 | 19B20 | DENISON | 190NG | IOWA NATIONAL GUARD | ARGUARD | 12 North 35th Street | United States | Iowa | Crawford | Denison | 51442 | 1 | 1.01
6742 | 19D05 | PERRY | 190NG | IOWA NATIONAL GUARD | ARGUARD | 2930 Willis Avenue | United States | Iowa | Dallas | Perry | 50220 | 1 | 1.01
191295 | 823808 | 1010 SE BLUEGRASS CIRCLE WAUKEE | 70132 | INDEPENDENT DUTY HOUSING PROGRAM | USACE | 1010 SE Bluegrass Circle | United States | Iowa | Dallas | Waukee | 50263 | 1 | 1.01
191671 | 824082 | 1366 EAST HICKMAN ROAD WAUKEE | 82387 | JOINT RECRUITING PROGRAM | USACE | 1366 East Hickman Road | United States | Iowa | Dallas | Waukee | 50263 | 1 | 1.01
189548 | 82387-12804 | S GEAR AVE BURLINGTON | 82387 | JOINT RECRUITING PROGRAM | USACE | 550 South Gear Avenue, Westland Mall | United States | Iowa | Des Moines | Burlington | 52601 | 1.01 | 1.03
4190 | 19495 | BURLINGTON USARC | 27864 | 88TH RRC - MINNESOTA | ARRES | 17879 Highway 79 | United States | Iowa | Des Moines | Middletown | 52638 | 1.01 | 1.03
5553 | 19105 | IOWA.AAP | 19105 | IOWA ARMY AMMUNITION PLANT | ARACT | 17575 Highway 79 | United States | Iowa | Des Moines | Middletown | 52638 | 1.01 | 1.03
189364 | 821471 | 2330 CLARKE CREST DRIVE DUBUQUE | 70132 | INDEPENDENT DUTY HOUSING PROGRAM | USACE | 2330 Clarke Crest Drive | United States | Iowa | Dubuque | Dubuque | 52001 | 1 | 1.01
4768 | 19B30 | DUBUQUE | 190NG | IOWA NATIONAL GUARD | ARGUARD | 1035 Radford Road | United States | Iowa | Dubuque | Dubuque | 52002 | 1 | 1.01
184022 | 82387-10296 | 150 JFK ROAD DUBUQUE | 82387 | JOINT RECRUITING PROGRAM | USACE | 150 John F Kennedy Road, Suite 200 | United States | Iowa | Dubuque | Dubuque | 52002 | 1 | 1.01
170025 | 19903 | DUBUQUE USARC | 27864 | 88TH RRC - MINNESOTA | ARRES |  | United States | Iowa | Dubuque | Dubuque | 52003 | 1 | 1.01
4885 | 19B40 | ESTHERVILLE | 190NG | IOWA NATIONAL GUARD | ARGUARD | 403 South 18th Street | United States | Iowa | Emmet | Estherville | 51334 | 1 | 1.01
6599 | 19C90 | OELWEIN | 190NG | IOWA NATIONAL GUARD | ARGUARD | 201 10th Street Southeast | United States | Iowa | Fayette | Oelwein | 50662 | 1 | 1.01
4384 | 19A50 | CHARLES CITY | 190NG | IOWA NATIONAL GUARD | ARGUARD | 2003 Clark Street | United States | Iowa | Floyd | Charles City | 50616 | 1 | 1.01
5608 | 19C10 | JEFFERSON | 190NG | IOWA NATIONAL GUARD | ARGUARD | East Lincolnway Street | United States | Iowa | Greene | Jefferson | 50129 | 1 | 1.01
5167 | 19585 | GARNER USARC | 27864 | 88TH RRC - MINNESOTA | ARRES |  | United States | Iowa | Hancock | Garner | 50432 | 1 | 1.01
5552 | 19C05 | IOWA FALLS | 190NG | IOWA NATIONAL GUARD | ARGUARD | 217 Georgetown Road | United States | Iowa | Hardin | Iowa Falls | 50126 | 1 | 1.01
6295 | 19C65 | MOUNT PLEASANT | 190NG | IOWA NATIONAL GUARD | ARGUARD | 1000 South Walnut Street | United States | Iowa | Henry | Mt Pleasant | 52641 | 1 | 1.01
6305 | 19625 | MT PLEASANT USARC | 27864 | 88TH RRC - MINNESOTA | ARRES |  | United States | Iowa | Henry | Mt Pleasant | 52641 | 1 | 1.01
6429 | 19C85 | NEWTON | 190NG | IOWA NATIONAL GUARD | ARGUARD | 1030 West 2nd Street South | United States | Iowa | Jasper | Newton | 50208 | 1 | 1.01
4908 | 19B45 | FAIRFIELD ARMORY | 190NG | IOWA NATIONAL GUARD | ARGUARD | 1501 West Stone Avenue | United States | Iowa | Jefferson | Fairfield | 52556 | 1 | 1.01
4909 | 19B50 | FAIRFIELD OMS | 190NG | IOWA NATIONAL GUARD | ARGUARD | 505 West Carpenter Avenue | United States | Iowa | Jefferson | Fairfield | 52556 | 1 | 1.01
182524 | 82387-10120 | 1150 5TH STREET CORALVILLE | 82387 | JOINT RECRUITING PROGRAM | USACE | 1150 5th Street, Suite 220 | United States | Iowa | Johnson | Coralville | 52241 | 1 | 1.01
185732 | 710211 | 929 25TH AVE CORALVILLE | 82387 | JOINT RECRUITING PROGRAM | USACE | 929 25th Avenue, Suites 1, 2, 3 & 4 | United States | Iowa | Johnson | Coralville | 52241 | 1 | 1.01
5551 | 19605 | IOWA CITY USARC | 27864 | 88TH RRC - MINNESOTA | ARRES | 1913 South Riverside Drive | United States | Iowa | Johnson | Iowa City | 52240 | 1 | 1.01
170260 | 19B96 | IOWA CITY STOREFRONT | 190NG | IOWA NATIONAL GUARD | ARGUARD |  | United States | Iowa | Johnson | Iowa City | 52240 | 1 | 1.01
184366 | 82387-10813 | 400 S CLINTON ST IOWA CITY | 82387 | JOINT RECRUITING PROGRAM | USACE | 400 South Clinton Street | United States | Iowa | Johnson | Iowa City | 52240 | 1 | 1.01
184367 | 82387-12362 | N DODGE ST IOWA CITY | 82387 | JOINT RECRUITING PROGRAM | USACE | 1114 North Dodge Street | United States | Iowa | Johnson | Iowa City | 52245 | 1 | 1.01
5550 | 19C00 | IOWA CITY MELROSE | 190NG | IOWA NATIONAL GUARD | ARGUARD | 4540 Melrose Avenue | United States | Iowa | Johnson | Iowa City | 52246 | 1 | 1.01
185796 | 710941 | SOUTH RIVERSIDE DRIVE IOWA CITY | 27864 | 88TH RRC - MINNESOTA | ARRES | South Riverside Drive | United States | Iowa | Johnson | Iowa City | 52246 | 1 | 1.01
191138 | 823762 | 1672 PONDS EDGE CT. NORTH LIBERTY | 70132 | INDEPENDENT DUTY HOUSING PROGRAM | USACE | 1672 Ponds Edge Court | United States | Iowa | Johnson | North Liberty | 52317 | 1 | 1.01
3750 | 19A05 | ALGONA | 190NG | IOWA NATIONAL GUARD | ARGUARD | 1511 North POW Camp Road | United States | Iowa | Kossuth | Algona | 50511 | 1 | 1.01
5719 | 19C25 | KEOKUK | 190NG | IOWA NATIONAL GUARD | ARGUARD | 170 Boulevard Road | United States | Iowa | Lee | Keokuk | 52632 | 1 | 1.01
4357 | 19500 | CEDAR RAPIDS USARC | 27864 | 88TH RRC - MINNESOTA | ARRES |  | United States | Iowa | Linn | Cedar Rapids | 52402 | 1 | 1.01
189851 | 821955 | 6808 DEVONSHIRE DRIVE NE CEDAR RAPIDS | 70132 | INDEPENDENT DUTY HOUSING PROGRAM | USACE | 6808 Devonshire Drive Northeast | United States | Iowa | Linn | Cedar Rapids | 52402 | 1 | 1.01
190281 | 822374 | 130 COLLINS RD NE CEDAR RAPIDS | 82387 | JOINT RECRUITING PROGRAM | USACE | 130 Collins Road Northeast | United States | Iowa | Linn | Cedar Rapids | 52402 | 1 | 1.01
9466 | 19336 | CEDAR RAPIDS AFRC | 190NG | IOWA NATIONAL GUARD | ARGUARD |  | United States | Iowa | Linn | Cedar Rapids | 52404 | 1 | 1.01
188258 | 820234 | 1930 39TH STREET MARION | 70132 | INDEPENDENT DUTY HOUSING PROGRAM | USACE | 1930 39th Street | United States | Iowa | Linn | Marion | 52302 | 1 | 1.01
6664 | 19C95 | OSKALOOSA | 190NG | IOWA NATIONAL GUARD | ARGUARD | 2260 US Highway 63 | United States | Iowa | Mahaska | Oskaloosa | 52577 | 1 | 1.01
5755 | 19C35 | KNOXVILLE | 190NG | IOWA NATIONAL GUARD | ARGUARD | 1015 North Lincoln Street | United States | Iowa | Marion | Knoxville | 50138 | 1 | 1.01
6095 | 19C50 | MARSHALLTOWN | 190NG | IOWA NATIONAL GUARD | ARGUARD | 909 Summit Street | United States | Iowa | Marshall | Marshalltown | 50158 | 1 | 1.01
191504 | 823824 | 50 E LA FRENTZ LN MARSHALLTOWN | 82387 | JOINT RECRUITING PROGRAM | USACE | 50 East La Frentz Lane | United States | Iowa | Marshall | Marshalltown | 50158 | 1 | 1.01
183312 | 82387-12780 | S CENTER ST MARSHALLTOWN | 82387 | JOINT RECRUITING PROGRAM | USACE | 2500 South Center Street, Unit #2390 | United States | Iowa | Marshall | Marshalltown | 50158 | 1 | 1.01
6954 | 19D15 | RED OAK | 190NG | IOWA NATIONAL GUARD | ARGUARD | 2001 G Avenue | United States | Iowa | Montgomery | Red Oak | 51566 | 1 | 1.01
6338 | 1962A | MUSCATINE USARC | 27864 | 88TH RRC - MINNESOTA | ARRES |  | United States | Iowa | Muscatine | Muscatine | 52761 | 1 | 1.01
169946 | 19536 | MUSCATINE AFRC | 190NG | IOWA NATIONAL GUARD | ARGUARD |  | United States | Iowa | Muscatine | Muscatine | 52761 | 1 | 1.01
191336 | 19017 | 3413 MULBERRY AVENUE MUSCATINE | 70132 | INDEPENDENT DUTY HOUSING PROGRAM | USACE | 3413 Mulberry Avenue | United States | Iowa | Muscatine | Muscatine | 52761 | 1 | 1.01
7258 | 19D35 | SHELDON | 190NG | IOWA NATIONAL GUARD | ARGUARD | 920 Western Avenue | United States | Iowa | O'Brien | Sheldon | 51201 | 1 | 1.01
7261 | 19D40 | SHENANDOAH | 190NG | IOWA NATIONAL GUARD | ARGUARD | 601 Ferguson Road | United States | Iowa | Page | Shenandoah | 51601 | 1 | 1.01
5844 | 19C40 | LE MARS | 190NG | IOWA NATIONAL GUARD | ARGUARD | 1050 Lincoln Street Northeast | United States | Iowa | Plymouth | Le Mars | 51031 | 1 | 1.01
6831 | 19635 | POCAHONTAS USARC | 27864 | 88TH RRC - MINNESOTA | ARRES | 23242 510th Street | United States | Iowa | Pocahontas | Pocahontas | 50574 | 1 | 1.01
3813 | 19A13 | ANKENY | 190NG | IOWA NATIONAL GUARD | ARGUARD | 3700 Southeast Convenience Boulevard | United States | Iowa | Polk | Ankeny | 50021 | 0.98 | 0.99
188286 | 820052 | 2602 SW SAWGRASS PARKWAY ANKENY | 70132 | INDEPENDENT DUTY HOUSING PROGRAM | USACE | 2602 Southwest Sawgrass Parkway | United States | Iowa | Polk | Ankeny | 50021 | 0.98 | 0.99
191187 | 823648 | 4203 NW 8TH CT. ANKENY | 70132 | INDEPENDENT DUTY HOUSING PROGRAM | USACE | 4203 Northwest 8th Court | United States | Iowa | Polk | Ankeny | 50023 | 0.98 | 0.99
834 | N68967-DM | NAVOPSPTCEN DES MOINES | N68967 | NAVSTA EVERETT WA | NAVACT | 47 Dickman Road | United States | Iowa | Polk | Des Moines | 50315 | 0.98 | 0.99
4705 | 19057 | FORT DES MOINES MED CTR USARC | 27864 | 88TH RRC - MINNESOTA | ARRES | 6511 Chaffee Road, Building 50 | United States | Iowa | Polk | Des Moines | 50315 | 0.98 | 0.99
189924 | 821972 | 5743 SE 30TH STREET DES MOINES | 70132 | INDEPENDENT DUTY HOUSING PROGRAM | USACE | 5743 Southeast 30th Street | United States | Iowa | Polk | Des Moines | 50320 | 0.98 | 0.99
190828 | 823220 | 2801 BROCKWAY DRIVE DES MOINES | 70132 | INDEPENDENT DUTY HOUSING PROGRAM | USACE | 2801 Brockway Drive | United States | Iowa | Polk | Des Moines | 50320 | 0.98 | 0.99
182884 | 82387-12917 | SE 14TH ST DES MOINES | 82387 | JOINT RECRUITING PROGRAM | USACE | 5921 Southeast 14th Street, Suites 400, 420, 440 & 460 | United States | Iowa | Polk | Des Moines | 50320 | 0.98 | 0.99
1658 | FFAN0001 | DES MOINES INTERNATIONAL AIRPORT SITE # 1 | FFAN | DES MOINES INTERNATIONAL AIRPORT | AFGUARD | 3100 McKinley Avenue | United States | Iowa | Polk | Des Moines | 50321 | 0.98 | 0.99
4246 | 19901 | CAMP DODGE JOHNSTON TS | 19901 | CAMP DODGE JOHNSTON | ARGUARD | 7105 Northwest 70th Avenue | United States | Iowa | Polk | Johnston | 50131 | 0.98 | 0.99
190433 | 822567 | 9015 TELEFORD CIRCLE JOHNSTON | 70132 | INDEPENDENT DUTY HOUSING PROGRAM | USACE | 9015 Teleford Circle | United States | Iowa | Polk | Johnston | 50131 | 0.98 | 0.99
191351 | 823550 | 5729 NW 92ND COURT JOHNSTON | 70132 | INDEPENDENT DUTY HOUSING PROGRAM | USACE | 5729 Northwest 92nd Court | United States | Iowa | Polk | Johnston | 50131 | 0.98 | 0.99
184368 | 82387-11125 | 7105 NW 70TH AVE CAMP DODGE | 82387 | JOINT RECRUITING PROGRAM | USACE | 7105 Northwest 70th Avenue, Building S-72 | United States | Iowa | Polk | Johnston | 50131 | 0.98 | 0.99
186530 | 800640 | HICKMAN ROAD URBANDALE | 82387 | JOINT RECRUITING PROGRAM | USACE | Hickman Road | United States | Iowa | Polk | Urbandale | 50322 | 0.98 | 0.99
191189 | 823746 | 4322 101ST STREET URBANDALE | 70132 | INDEPENDENT DUTY HOUSING PROGRAM | USACE | 4322 101st Street | United States | Iowa | Polk | Urbandale | 50322 | 0.98 | 0.99
184026 | 82387-10032 | 100TH ST URBANDALE | 82387 | JOINT RECRUITING PROGRAM | USACE | 2900 100th Street, Suite 105 | United States | Iowa | Polk | Urbandale | 50322 | 0.98 | 0.99
191359 | 823804 | 930 BRIAR RIDGE WEST DES MOINES | 70132 | INDEPENDENT DUTY HOUSING PROGRAM | USACE | 930 Briar Ridge | United States | Iowa | Polk | West Des Moines | 50265 | 0.98 | 0.99
184540 | 82387-10028 | 1001 OFFICE PARK ROAD WEST DES MOINES | 82387 | JOINT RECRUITING PROGRAM | USACE | 1001 Office Park Road, Suite 212 | United States | Iowa | Polk | West Des Moines | 50265 | 0.98 | 0.99
190539 | 822369 | 4401 WESTOWN PARKWAY WEST DES MOINES | 82387 | JOINT RECRUITING PROGRAM | USACE | 4401 Westown Parkway | United States | Iowa | Polk | West Des Moines | 50266 | 0.98 | 0.99
191655 | 824312 | 7205 VISTA DR WEST DES MOINES | 82387 | JOINT RECRUITING PROGRAM | USACE | 7205 Vista Drive | United States | Iowa | Polk | West Des Moines | 50266 | 0.98 | 0.99
4564 | 19505 | COUNCIL BLUFFS USARC | 27864 | 88TH RRC - MINNESOTA | ARRES | 1015 North 25th Street | United States | Iowa | Pottawattamie | Council Bluffs | 51501 | 1 | 1.01
188706 | 820029 | 20 ARENA WAY COUNCIL BLUFFS | 82387 | JOINT RECRUITING PROGRAM | USACE | 20 Arena Way | United States | Iowa | Pottawattamie | Council Bluffs | 51501 | 1 | 1.01
4563 | 19A95 | COUNCIL BLUFFS | 190NG | IOWA NATIONAL GUARD | ARGUARD | 2415 East Kanesville Boulevard | United States | Iowa | Pottawattamie | Council Bluffs | 51503 | 1 | 1.01
7104 | 19640 | SAC CITY USARC | 27864 | 88TH RRC - MINNESOTA | ARRES | 1801 Gishwiller Street | United States | Iowa | Sac | Sac City | 50583 | 1 | 1.01
186213 | 710287 | 1304 GLENCOE LANE BETTENDORF | 17775 | ROCK ISLAND ARSENAL | ARACT | 1304 Glencoe Lane | United States | Iowa | Scott | Bettendorf | 52722 | 1 | 1.01
187058 | 710284 | 4445 ASPEN HILLS CIRCLE BETTENDORF | 17775 | ROCK ISLAND ARSENAL | ARACT | 4445 Aspen Hills Circle | United States | Iowa | Scott | Bettendorf | 52722 | 1 | 1.01
187250 | 801169 | 926 17 STREET BETTENDORF | 17775 | ROCK ISLAND ARSENAL | ARACT | 926 17th Street | United States | Iowa | Scott | Bettendorf | 52722 | 1 | 1.01
187609 | 710600 | THE HIGHLANDS - 5961 JOSHUA STREET BETTENDORF | 17775 | ROCK ISLAND ARSENAL | ARACT | 5961 Joshua Street | United States | Iowa | Scott | Bettendorf | 52722 | 1 | 1.01
189332 | 821407 | 1144 MEADOW LANE BETTENDORF | 70132 | INDEPENDENT DUTY HOUSING PROGRAM | USACE | 1144 Meadow Lane | United States | Iowa | Scott | Bettendorf | 52722 | 1 | 1.01
190519 | 822795 | 3068 BELMONT PLACE BETTENDORF | 17775 | ROCK ISLAND ARSENAL | ARACT | 3068 Belmont Place | United States | Iowa | Scott | Bettendorf | 52722 | 1 | 1.01
190522 | 822686 | 3142 BELMONT PLACE BETTENDORF | 17775 | ROCK ISLAND ARSENAL | ARACT | 3142 Belmont Place | United States | Iowa | Scott | Bettendorf | 52722 | 1 | 1.01
190524 | 822685 | 3178 BELMONT PLACE BETTENDORF | 17775 | ROCK ISLAND ARSENAL | ARACT | 3178 Belmont Place | United States | Iowa | Scott | Bettendorf | 52722 | 1 | 1.01
190558 | 822536 | 6700 VALLEY DRIVE BETTENDORF | 17775 | ROCK ISLAND ARSENAL | ARACT | 6700 Valley Drive | United States | Iowa | Scott | Bettendorf | 52722 | 1 | 1.01
189624 | 821694 | 448 CELESTE CIRCLE BLUE GRASS | 17775 | ROCK ISLAND ARSENAL | ARACT | 448 Celeste Circle | United States | Iowa | Scott | Blue Grass | 52726 | 1 | 1.01
186214 | 710290 | 1438 ZENITH COURT DAVENPORT | 17775 | ROCK ISLAND ARSENAL | ARACT | 1438 Zenith Court | United States | Iowa | Scott | Davenport | 52801 | 1 | 1.01
186217 | 710601 | 3259 WEST 66TH STREET DAVENPORT | 17775 | ROCK ISLAND ARSENAL | ARACT | 3259 West 66th Street | United States | Iowa | Scott | Davenport | 52801 | 1 | 1.01
4657 | 19B05 | DAVENPORT AASF | 190NG | IOWA NATIONAL GUARD | ARGUARD | 9650 North Harrison Street | United States | Iowa | Scott | Davenport | 52806 | 1 | 1.01
4658 | 19B00 | DAVENPORT ARMORY | 190NG | IOWA NATIONAL GUARD | ARGUARD | 3615 Brady Street | United States | Iowa | Scott | Davenport | 52806 | 1 | 1.01
4660 | 19545 | DAVENPORT USARC | 27864 | 88TH RRC - MINNESOTA | ARRES | 3440 North Division Street | United States | Iowa | Scott | Davenport | 52806 | 1 | 1.01
186726 | 710429 | 1226 WEST 61ST STREET DAVENPORT | 17775 | ROCK ISLAND ARSENAL | ARACT | 1226 West 61st Street | United States | Iowa | Scott | Davenport | 52806 | 1 | 1.01
187041 | 711073 | 1241 WEST 61ST STREET DAVENPORT | 17775 | ROCK ISLAND ARSENAL | ARACT | 1241 West 61st Street | United States | Iowa | Scott | Davenport | 52806 | 1 | 1.01
187060 | 710125 | 1238 WEST 61ST STREET DAVENPORT | 17775 | ROCK ISLAND ARSENAL | ARACT | 1238 West 61st Street | United States | Iowa | Scott | Davenport | 52806 | 1 | 1.01
187264 | 710124 | 1232 WEST 61ST STREET DAVENPORT | 17775 | ROCK ISLAND ARSENAL | ARACT | 1232 West 61st Street | United States | Iowa | Scott | Davenport | 52806 | 1 | 1.01
187461 | 711074 | 1220 WEST 61ST STREET DAVENPORT | 17775 | ROCK ISLAND ARSENAL | ARACT | 1220 West 61st Street | United States | Iowa | Scott | Davenport | 52806 | 1 | 1.01
187616 | 711222 | 1225 WEST 61ST STREET DAVENPORT | 17775 | ROCK ISLAND ARSENAL | ARACT | 1225 West 61st Street | United States | Iowa | Scott | Davenport | 52806 | 1 | 1.01
189582 | 821636 | 1269 W 61ST DAVENPORT | 17775 | ROCK ISLAND ARSENAL | ARACT | 1269 West 61st Street | United States | Iowa | Scott | Davenport | 52806 | 1 | 1.01
189617 | 821637 | 3834 W 15TH DAVENPORT | 17775 | ROCK ISLAND ARSENAL | ARACT | 3834 W. 15th Street | United States | Iowa | Scott | Davenport | 52806 | 1 | 1.01
189618 | 821638 | 3840 W 15TH DAVENPORT | 17775 | ROCK ISLAND ARSENAL | ARACT | 3840 W. 15th Street | United States | Iowa | Scott | Davenport | 52806 | 1 | 1.01
189625 | 821695 | 4525 W. 13TH ST. DAVENPORT | 17775 | ROCK ISLAND ARSENAL | ARACT | 4525 W. 13th Street | United States | Iowa | Scott | Davenport | 52806 | 1 | 1.01
190093 | 822325 | 6140 N. LINCOLN AVE DAVENPORT | 17775 | ROCK ISLAND ARSENAL | ARACT | 6140 N. Lincoln Avenue | United States | Iowa | Scott | Davenport | 52806 | 1 | 1.01
190094 | 822327 | 6235 N. CLARK STREET DAVENPORT | 17775 | ROCK ISLAND ARSENAL | ARACT | 6235 N. Clark Street | United States | Iowa | Scott | Davenport | 52806 | 1 | 1.01
190259 | 822627 | 1014 MEADOWVIEW DRIVE DAVENPORT | 17775 | ROCK ISLAND ARSENAL | ARACT | 1014 Meadowview Drive | United States | Iowa | Scott | Davenport | 52806 | 1 | 1.01
190476 | 822452 | 1234 W. 62ND STREET DAVENPORT | 17775 | ROCK ISLAND ARSENAL | ARACT | 1234 W. 62nd Street | United States | Iowa | Scott | Davenport | 52806 | 1 | 1.01
190477 | 822453 | 1246 W. 62ND STREET DAVENPORT | 17775 | ROCK ISLAND ARSENAL | ARACT | 1246 W. 62nd Street | United States | Iowa | Scott | Davenport | 52806 | 1 | 1.01
190478 | 822329 | 1263 W. 61ST STREET DAVENPORT | 17775 | ROCK ISLAND ARSENAL | ARACT | 1263 West 61st Street | United States | Iowa | Scott | Davenport | 52806 | 1 | 1.01
190495 | 822529 | 1940 W. 59TH DAVENPORT | 17775 | ROCK ISLAND ARSENAL | ARACT | 1940 W. 59th Street | United States | Iowa | Scott | Davenport | 52806 | 1 | 1.01
183743 | 82387-13247 | W KIMBERLY RD DAVENPORT | 82387 | JOINT RECRUITING PROGRAM | USACE | 320 West Kimberly Road, North Park Mall | United States | Iowa | Scott | Davenport | 52806 | 1 | 1.01
4659 | 19B10 | DAVENPORT OMS | 190NG | IOWA NATIONAL GUARD | ARGUARD | 909 East 36th Street | United States | Iowa | Scott | Davenport | 52807 | 1 | 1.01
187632 | 711076 | 4846 FAIRHAVEN COURT DAVENPORT | 17775 | ROCK ISLAND ARSENAL | ARACT | 4846 Fairhaven Court | United States | Iowa | Scott | Davenport | 52807 | 1 | 1.01
191867 | 824399 | 2820 EAST 53RD STREET DAVENPORT | 82387 | JOINT RECRUITING PROGRAM | USACE | 2820 East 53rd Street | United States | Iowa | Scott | Davenport | 52807 | 1 | 1.01
183744 | 82387-11704 | E KIMBERLY RD DAVENPORT | 82387 | JOINT RECRUITING PROGRAM | USACE | 710 East Kimberly Road | United States | Iowa | Scott | Davenport | 52807 | 1 | 1.01
183745 | 82387-11705 | E KIMBERLY RD DAVENPORT 1 | 82387 | JOINT RECRUITING PROGRAM | USACE | 2466 East Kimberly Road, Suite C | United States | Iowa | Scott | Davenport | 52807 | 1 | 1.01
190351 | 822381 | 354 LYNNEA DRIVE ELDRIDGE | 17775 | ROCK ISLAND ARSENAL | ARACT | 354 Lynnea Drive | United States | Iowa | Scott | Eldridge | 52748 | 1 | 1.01
190352 | 822454 | 357 LYNNEA DRIVE ELDRIDGE | 17775 | ROCK ISLAND ARSENAL | ARACT | 357 Lynnea Drive | United States | Iowa | Scott | Eldridge | 52748 | 1 | 1.01
190353 | 822451 | 358 LYNNEA DRIVE ELDRIDGE | 17775 | ROCK ISLAND ARSENAL | ARACT | 358 Lynnea Drive | United States | Iowa | Scott | Eldridge | 52748 | 1 | 1.01
3779 | 19490 | AMES USARC | 27864 | 88TH RRC - MINNESOTA | ARRES | 2110 South Duff Avenue | United States | Iowa | Story | Ames | 50010 | 1 | 1.01
184258 | 18081-10678 | STORY COUNTY AMES | 18081 | ARMY MISSION SUPPORT | USACE | Story County | United States | Iowa | Story | Ames | 50010 | 1 | 1.01
184260 | 82387-11619 | DUFF AVE AMES | 82387 | JOINT RECRUITING PROGRAM | USACE | 213 Duff Avenue, suite 2 | United States | Iowa | Story | Ames | 50010 | 1 | 1.01
190404 | 822144 | 637 LINCOLN WAY AMES | 82387 | JOINT RECRUITING PROGRAM | USACE | 637 Lincoln Way | United States | Iowa | Story | Ames | 50010 | 1 | 1.01
184259 | 82387-11494 | CHAMBERLAIN ST AMES | 82387 | JOINT RECRUITING PROGRAM | USACE | 2519 Chamberlain Street, Suite 103 | United States | Iowa | Story | Ames | 50014 | 1 | 1.01
4588 | 19525 | CRESTON USARC | 27864 | 88TH RRC - MINNESOTA | ARRES | 705 East Taylor Street | United States | Iowa | Union | Creston | 50801 | 1 | 1.01
6669 | 19D00 | OTTUMWA | 190NG | IOWA NATIONAL GUARD | ARGUARD | 2858 North Court Street | United States | Iowa | Wapello | Ottumwa | 52501 | 1 | 1.01
190819 | 823234 | 1871 VENTURE OTTUMWA | 82387 | JOINT RECRUITING PROGRAM | USACE | 1871 Venture Drive | United States | Iowa | Wapello | Ottumwa | 52501 | 1 | 1.01
190514 | 822484 | 2957 SCOTT STREET NEW VIRGINIA | 70132 | INDEPENDENT DUTY HOUSING PROGRAM | USACE | 2957 Scott Street | United States | Iowa | Warren | New Virginia | 50210 | 1 | 1.01
7788 | 19D60 | WASHINGTON | 190NG | IOWA NATIONAL GUARD | ARGUARD | 501 Highway 1 South | United States | Iowa | Washington | Washington | 52353 | 1 | 1.01
7792 | 1990B | WASHINGTON AMSA | 27864 | 88TH RRC - MINNESOTA | ARRES | 1608 East Washington Street | United States | Iowa | Washington | Washington | 52353 | 1 | 1.01
7794 | 19675 | WASHINGTON USARC-IA-19675 | 27864 | 88TH RRC - MINNESOTA | ARRES |  | United States | Iowa | Washington | Washington | 52353 | 1 | 1.01
188689 | 820582 | 1608 EAST WASHINGTON STREET WASHINGTON | 74339 |  | USACE | 1608 East Washington Street | United States | Iowa | Washington | Washington | 52353 | 1 | 1.01
184027 | 20820-10003 | 1411 N MARION AV WASHINGTON | 27864 | 88TH RRC - MINNESOTA | ARRES | 1411 North Marion Avenue, Tract 100 | United States | Iowa | Washington | Washington | 52353 | 1 | 1.01
2095 | HEMT0001 | FORT DODGE (AGS) SITE # 1 | VSSB | SIOUX GATEWAY APT / COL BUD DAY FIELD (ANG) | AFGUARD | 1649 Nelson Avenue | United States | Iowa | Webster | Fort Dodge | 50501 | 1 | 1.01
4997 | 19B55 | FORT DODGE | 190NG | IOWA NATIONAL GUARD | ARGUARD | 1659 Nelson Avenue | United States | Iowa | Webster | Fort Dodge | 50501 | 1 | 1.01
4998 | 19560 | FORT DODGE USARC | 27864 | 88TH RRC - MINNESOTA | ARRES | 1655 Nelson Ave | United States | Iowa | Webster | Fort Dodge | 50501 | 1 | 1.01
187763 | HEMT0002 | FORT DODGE (AGS) SITE # 2 | VSSB | SIOUX GATEWAY APT / COL BUD DAY FIELD (ANG) | AFGUARD |  | United States | Iowa | Webster | Fort Dodge | 50501 | 1 | 1.01
183568 | 82387-12751 | S 25TH ST FORT DODGE | 82387 | JOINT RECRUITING PROGRAM | USACE | 217 South 25th Street, Space B5A | United States | Iowa | Webster | Fort Dodge | 50501 | 1 | 1.01
4676 | 19547 | DECORAH USARC | 27864 | 88TH RRC - MINNESOTA | ARRES | 404 Heivly Street | United States | Iowa | Winneshiek | Decorah | 52101 | 1 | 1.01
184673 | 82387-10819 | 401 WEST WATER STREET DECORAH | 82387 | JOINT RECRUITING PROGRAM | USACE | 401 West Water Street | United States | Iowa | Winneshiek | Decorah | 52101 | 1 | 1.01
7285 | 19645 | SIOUX CITY USARC | 27864 | 88TH RRC - MINNESOTA | ARRES | 2501 South Lewis Boulevard | United States | Iowa | Woodbury | Sioux City | 51106 | 1 | 1.01
189313 | 19D31 | SIOUX CITY LEASE | 190NG | IOWA NATIONAL GUARD | ARGUARD |  | United States | Iowa | Woodbury | Sioux City | 51106 | 1 | 1.01
185602 | 82387-12934 | SERGEANT RD SIOUX CITY | 82387 | JOINT RECRUITING PROGRAM | USACE | 4283 Sergeant Road | United States | Iowa | Woodbury | Sioux City | 51106 | 1 | 1.01
3279 | VSSB0001 | SIOUX GATEWAY APT (ANG) SITE # 1 | VSSB | SIOUX GATEWAY APT / COL BUD DAY FIELD (ANG) | AFGUARD | 2920 West Headquarters Road | United States | Iowa | Woodbury | Sioux City | 51111 | 1 | 1.01
9437 | 19D30 | SIOUX CITY | 190NG | IOWA NATIONAL GUARD | ARGUARD | 3200 2nd Mech DriveR | United States | Iowa | Woodbury | Sioux City | 51111 | 1 | 1.01
187764 | VSSB0002 | SIOUX GATEWAY APT (ANG) SITE # 2 | VSSB | SIOUX GATEWAY APT / COL BUD DAY FIELD (ANG) | AFGUARD |  | United States | Iowa | Woodbury | Sioux City | 51111 | 1 | 1.01
187772 | VSSB0003 | SIOUX GATEWAY APT (ANG) SITE # 3 | VSSB | SIOUX GATEWAY APT / COL BUD DAY FIELD (ANG) | AFGUARD |  | United States | Iowa | Woodbury | Sioux City | 51111 | 1 | 1.01
5548 | 20B55 | IOLA ARMORY | 200NG | KANSAS NATIONAL GUARD | ARGUARD | 1021 North State Street | United States | Kansas | Allen | Iola | 66749 | 0.95 | 0.92
3872 | 20015 | ATCHISON CAVES | 27864 | 88TH RRC - MINNESOTA | ARRES |  | United States | Kansas | Atchison | Atchison | 66002 | 0.95 | 0.92
5262 | 20B22 | GREAT BEND ARMORY | 200NG | KANSAS NATIONAL GUARD | ARGUARD | 9571 B-29 Way | United States | Kansas | Barton | Great Bend | 67530 | 0.95 | 0.92
5264 | 20725 | GREAT BEND USARC | 27864 | 88TH RRC - MINNESOTA | ARRES | 2222 19th Street | United States | Kansas | Barton | Great Bend | 67530 | 0.95 | 0.92
5436 | 20B35 | HIAWATHA ARMORY | 200NG | KANSAS NATIONAL GUARD | ARGUARD | 108 1st Street | United States | Kansas | Brown | Hiawatha | 66434 | 0.95 | 0.92
3890 | 20A20 | AUGUSTA ARMORY | 200NG | KANSAS NATIONAL GUARD | ARGUARD | 2115 Moyle Street | United States | Kansas | Butler | Augusta | 67010 | 0.95 | 0.92
170999 | 20820-10002 | ELDORADO USARC | 27864 | 88TH RRC - MINNESOTA | ARRES | 120 South Vine Street | United States | Kansas | Butler | El Dorado | 52175 | 0.95 | 0.92
2787 | PRQT0001 | MCCONNELL AF MISSILE SITE NO2 SITE # 533-2 | PRQE | MCCONNELL | AFACT | 90205 Northwest US Highway 77 | United States | Kansas | Butler | El Dorado | 67042 | 0.95 | 0.92
4449 | 20A50 | CLAY CENTER ARMORY | 200NG | KANSAS NATIONAL GUARD | ARGUARD | 227 South 12th Street | United States | Kansas | Clay | Clay Center | 67432 | 0.95 | 0.92
4531 | 20A70 | CONCORDIA ARMORY | 200NG | KANSAS NATIONAL GUARD | ARGUARD | 2115 Blosser Circle | United States | Kansas | Cloud | Concordia | 66901 | 0.95 | 0.92
183825 | 82387-11643 | E 5TH AVE ARKANSAS CITY | 82387 | JOINT RECRUITING PROGRAM | USACE | 107 East 5th Avenue | United States | Kansas | Cowley | Arkansas City | 67005 | 0.95 | 0.92
183826 | 82387-12469 | N SUMMIT ST ARKANSAS CITY | 82387 | JOINT RECRUITING PROGRAM | USACE | 401 North Summit Street | United States | Kansas | Cowley | Arkansas City | 67005 | 0.95 | 0.92
2788 | PRQZ0001 | MCCONNELL AF MISSILE SITE NO8 SITE # 533-8 | PRQE | MCCONNELL | AFACT | 90805 152nd Road | United States | Kansas | Cowley | Winfield | 67156 | 0.95 | 0.92
191571 | 20023 | WINFIELD STR FNT RECRUITING | 200NG | KANSAS NATIONAL GUARD | ARGUARD | 316 Main, Suite 100 | United States | Kansas | Cowley | Winfield | 67156 | 0.95 | 0.92
6812 | 20780 | PITTSBURG USARC | 27864 | 88TH RRC - MINNESOTA | ARRES | 1310 East Atkinson Road | United States | Kansas | Crawford | Pittsburg | 66762 | 0.95 | 0.92
170793 | 20C61 | PITTSBURG READINESS CENTER | 200NG | KANSAS NATIONAL GUARD | ARGUARD |  | United States | Kansas | Crawford | Pittsburg | 66762 | 0.95 | 0.92
184236 | 82387-13214 | W CENTENNIAL DR PITTSBURG | 82387 | JOINT RECRUITING PROGRAM | USACE | 200 West Centennial Drive, Meadowbrook Commons | United States | Kansas | Crawford | Pittsburg | 66762 | 0.95 | 0.92
3706 | 20A05 | ABILENE ARMORY | 200NG | KANSAS NATIONAL GUARD | ARGUARD | 1009 Northwest 8th Street | United States | Kansas | Dickinson | Abilene | 67410 | 0.95 | 0.92
183569 | 710039 | 210 WALNUT ELWOOD | 18081 | ARMY MISSION SUPPORT | USACE | 210 Walnut Street | United States | Kansas | Doniphan | Elwood | 66024 | 0.95 | 0.92
5837 | 20B90 | LAWRENCE ARMORY | 200NG | KANSAS NATIONAL GUARD | ARGUARD | 201 Mcdonald Drive | United States | Kansas | Douglas | Lawrence | 66044 | 0.95 | 0.92
190257 | 822392 | 1000 MASSACHUSETTS LAWRENCE | 82387 | JOINT RECRUITING PROGRAM | USACE | 1000 Massachusetts Street | United States | Kansas | Douglas | Lawrence | 66044 | 0.95 | 0.92
185764 | 82387-10523 | 2233 LOUISIANA ST LAWRENCE | 82387 | JOINT RECRUITING PROGRAM | USACE | 2233 Louisiana Street, Suite H1 | United States | Kansas | Douglas | Lawrence | 66044 | 0.95 | 0.92
5839 | 20755 | LAWRENCE USARC | 27864 | 88TH RRC - MINNESOTA | ARRES | 2100 Iowa Street | United States | Kansas | Douglas | Lawrence | 66046 | 0.95 | 0.92
183452 | 82387-12155 | LOUISIANA ST LAWRENCE | 82387 | JOINT RECRUITING PROGRAM | USACE | 2223 Louisiana Street, Suite A-1 | United States | Kansas | Douglas | Lawrence | 66046 | 0.95 | 0.92
5391 | 20730 | HAYS USARC | 27864 | 88TH RRC - MINNESOTA | ARRES |  | United States | Kansas | Ellis | Hays | 67601 | 0.95 | 0.92
5392 | 20B30 | HAYS ARMORY | 200NG | KANSAS NATIONAL GUARD | ARGUARD | 200 Main Street | United States | Kansas | Ellis | Hays | 67601 | 0.95 | 0.92
5393 | 20968 | 1SG ROBERT L. KUHN USARC | 27864 | 88TH RRC - MINNESOTA | ARRES |  | United States | Kansas | Ellis | Hays | 67601 | 0.95 | 0.92
189842 | 822008 | 4534 LARNED CIRCLE HAYS | 70132 | INDEPENDENT DUTY HOUSING PROGRAM | USACE | 4534 Larned Circle | United States | Kansas | Ellis | Hays | 67601 | 0.95 | 0.92
170883 | 20820-10001 | 101 MAIN ST. HAYS | 27864 | 88TH RRC - MINNESOTA | ARRES | 101 Main Street, Near Hays | United States | Kansas | Ellis | Hays | 67601 | 0.95 | 0.92
184362 | 82387-10870 | 4333 VINE HAYS | 82387 | JOINT RECRUITING PROGRAM | USACE | 4333 Vine Street, Suite 30 | United States | Kansas | Ellis | Hays | 67601 | 0.95 | 0.92
189711 | 20054 | GARDEN CITY STORE FRONT RECRUITING | 200NG | KANSAS NATIONAL GUARD | ARGUARD |  | United States | Kansas | Finney | Garden City | 67846 | 0.95 | 0.92
182618 | 82387-10391 | 1811 E MARY ST GARDEN CITY | 82387 | JOINT RECRUITING PROGRAM | USACE | 1811 East Mary Street, Suite A-2 | United States | Kansas | Finney | Garden City | 67846 | 0.95 | 0.92
4734 | 20A80 | DODGE CITY ARMORY | 200NG | KANSAS NATIONAL GUARD | ARGUARD | 2120 1st Avenue | United States | Kansas | Ford | Dodge City | 67801 | 0.95 | 0.92
4735 | 2023A | DODGE CITY USARC | 27864 | 88TH RRC - MINNESOTA | ARRES |  | United States | Kansas | Ford | Dodge City | 67801 | 0.95 | 0.92
183196 | 800129 | 1710 NORTH 14TH AVE DODGE CITY | 82387 | JOINT RECRUITING PROGRAM | USACE | 1710 North 14th Avenue | United States | Kansas | Ford | Dodge City | 67801 | 0.95 | 0.92
187794 | 20936 | DODGE CITY USARC GTA | 27864 | 88TH RRC - MINNESOTA | ARRES |  | United States | Kansas | Ford | Dodge City | 67801 | 0.95 | 0.92
6668 | 20C45 | OTTAWA ARMORY | 200NG | KANSAS NATIONAL GUARD | ARGUARD | 208 West 17th Street | United States | Kansas | Franklin | Ottawa | 66067 | 0.95 | 0.92
5044 | 20605 | FORT RILEY | 20605 | FORT RILEY | ARACT | Kansas Interstate Highway 70 Exit 301 | United States | Kansas | Geary | Fort Riley | 66442 | 1.09 | 1.06
5671 | 20B65 | JUNCTION CITY ARMORY | 200NG | KANSAS NATIONAL GUARD | ARGUARD | 500 Airport Road | United States | Kansas | Geary | Junction City | 66441 | 1.09 | 1.06
186249 | 801054 | W 6TH STREET JUNCTION CITY | 82387 | JOINT RECRUITING PROGRAM | USACE | West 6th Street | United States | Kansas | Geary | Junction City | 66441 | 1.09 | 1.06
185433 | 82387-11253 | 905 W. 6TH JUNCTION CITY | 82387 | JOINT RECRUITING PROGRAM | USACE | 905 West 6th Street | United States | Kansas | Geary | Junction City | 66441 | 1.09 | 1.06
186543 | 800673 | CUSTER AVENUE JUNCTION CITY | 82387 | JOINT RECRUITING PROGRAM | USACE | Custer Avenue | United States | Kansas | Geary | Junction City | 66442 | 1.09 | 1.06
6433 | 20C35 | NEWTON ARMORY | 200NG | KANSAS NATIONAL GUARD | ARGUARD | 400 Grandview Avenue | United States | Kansas | Harvey | Newton | 67114 | 0.95 | 0.92
5472 | 20B40 | HOLTON ARMORY | 200NG | KANSAS NATIONAL GUARD | ARGUARD | 1003 West 4th Street | United States | Kansas | Jackson | Holton | 66436 | 0.95 | 0.92
7472 | 20655 | SUNFLOWER AAP | 20655 | SUNFLOWER AAP | ARACT |  | United States | Kansas | Johnson | De Soto | 66016 | 0.95 | 0.92
7473 | 20790 | SUNFLOWER WET SITE | 27864 | 88TH RRC - MINNESOTA | ARRES | Sunflower Army Ammo Plant | United States | Kansas | Johnson | De Soto | 66016 | 0.95 | 0.92
6396 | 20966 | NEW CENTURY USARC/AMSA #57 | 27864 | 88TH RRC - MINNESOTA | ARRES | 223 Gardner Drive | United States | Kansas | Johnson | Gardner | 66031 | 0.95 | 0.92
6397 | 20769 | NEW CENTURY USARC/ASF # 37 | 27864 | 88TH RRC - MINNESOTA | ARRES | 21 Gardner Drive | United States | Kansas | Johnson | Gardner | 66031 | 0.95 | 0.92
183298 | 82387-11282 | 9676 QUIVIRA ROAD LENEXA | 82387 | JOINT RECRUITING PROGRAM | USACE | 9676 Quivira Road | United States | Kansas | Johnson | Lenexa | 66215 | 0.95 | 0.92
191127 | 823779 | 13705 W 77TH TERR LENEXA | 70132 | INDEPENDENT DUTY HOUSING PROGRAM | USACE | 13705 West 77th Terrace | United States | Kansas | Johnson | Lenexa | 66216 | 0.95 | 0.92
5866 | 20B97 | LENEXA ARMORY | 200NG | KANSAS NATIONAL GUARD | ARGUARD | 18200 West 87th Street | United States | Kansas | Johnson | Lenexa | 66219 | 0.95 | 0.92
6617 | 20C42 | OLATHE ARMORY | 200NG | KANSAS NATIONAL GUARD | ARGUARD | 1601 West Old 56 Highway | United States | Kansas | Johnson | Olathe | 66061 | 0.95 | 0.92
170280 | 20C43 | OLATHE STR FRONT RECRUITING | 200NG | KANSAS NATIONAL GUARD | ARGUARD | 539 E Santa Fe | United States | Kansas | Johnson | Olathe | 66061 | 0.95 | 0.92
190887 | 823306 | 15258 W. 119TH STREET OLATHE | 82387 | JOINT RECRUITING PROGRAM | USACE | 15258 West 119th Street | United States | Kansas | Johnson | Olathe | 66062 | 0.95 | 0.92
191306 | 823823 | 1384 EAST 154TH TERRACE OLATHE | 70132 | INDEPENDENT DUTY HOUSING PROGRAM | USACE | 1384 East 154th Terrace | United States | Kansas | Johnson | Olathe | 66062 | 0.95 | 0.92
184031 | 82387-11524 | COLLEGE BLVD OVERLAND PARK | 82387 | JOINT RECRUITING PROGRAM | USACE | 7500 College Boulevard, Suite 720 | United States | Kansas | Johnson | Overland Park | 66210 | 0.95 | 0.92
188166 | 820009 | 7300 COLLEGE BLVD. OVERLAND PARK | 82387 | JOINT RECRUITING PROGRAM | USACE | 7300 College Boulevard | United States | Kansas | Johnson | Overland Park | 66223 | 0.95 | 0.92
191364 | 20407 | GARDNER DRIVE NEW CENTURY USARC | 27864 | 88TH RRC - MINNESOTA | ARRES |  | United States | Kansas | Johnson | Unknown | 66031 | 0.95 | 0.92
2791 | PRRJ0001 | MCCONNELL AF MISSILE SITE NO17 SITE # 532-8 | PRQE | MCCONNELL | AFACT | 91701 South 10th Street | United States | Kansas | Kingman | Kingman | 67068 | 0.95 | 0.92
2790 | PRRG0001 | MCCONNELL AF MISSILE SITE NO15 SITE # 532-6 | PRQE | MCCONNELL | AFACT | 91501 Southeast 150th Street | United States | Kansas | Kingman | Rago | 67142 | 0.95 | 0.92
5691 | 20325 | KANSAS AAP | 20605 | FORT RILEY | ARACT | 23018 Rooks Road | United States | Kansas | Labette | Parsons | 67357 | 0.95 | 0.92
6709 | 20768 | PARSONS USARC | 27864 | 88TH RRC - MINNESOTA | ARRES | 2700 Southern Boulevard | United States | Kansas | Labette | Parsons | 67357 | 0.95 | 0.92
5022 | 20395 | FORT LEAVENWORTH | 20395 | FORT LEAVENWORTH | ARACT | 415 Sherman Avenue | United States | Kansas | Leavenworth | Fort Leavenworth | 66027 | 1.09 | 1.12
183486 | 82387-10476 | 209 S 5TH STREET LEAVENWORTH | 82387 | JOINT RECRUITING PROGRAM | USACE | 209 South 5th Street | United States | Kansas | Leavenworth | Leavenworth | 66027 | 1.09 | 1.12
5845 | 20967 | LEAVENWORTH USARC | 27864 | 88TH RRC - MINNESOTA | ARRES | 2021 Metropolitan Street | United States | Kansas | Leavenworth | Leavenworth | 66048 | 1.09 | 1.12
170266 | 20B95 | LEAVENWORTH STR FRONT RECRUITING | 200NG | KANSAS NATIONAL GUARD | ARGUARD | 703 Metropolitan Street | United States | Kansas | Leavenworth | Leavenworth | 66048 | 1.09 | 1.12
188289 | 820087 | 2700 S. 4TH ST. LEAVENWORTH | 82387 | JOINT RECRUITING PROGRAM | USACE | 2700 South 4th Street | United States | Kansas | Leavenworth | Leavenworth | 66048 | 1.09 | 1.12
188957 | 820088 | 2700 S. 4TH STREET LEAVENWORTH | 82387 | JOINT RECRUITING PROGRAM | USACE | 2700 South 4th Street | United States | Kansas | Leavenworth | Leavenworth | 66048 | 1.09 | 1.12
4869 | 20A90 | EMPORIA ARMORY | 200NG | KANSAS NATIONAL GUARD | ARGUARD | 1809 Merchant Street | United States | Kansas | Lyon | Emporia | 66801 | 0.95 | 0.92
4870 | 20700 | EMPORIA USARC | 27864 | 88TH RRC - MINNESOTA | ARRES | 1412 East Sixth Street | United States | Kansas | Lyon | Emporia | 66801 | 0.95 | 0.92
184517 | 82387-12054 | INDUSTRIAL DR EMPORIA | 82387 | JOINT RECRUITING PROGRAM | USACE | 1608 Industrial Drive, Flinthills Mall | United States | Kansas | Lyon | Emporia | 66801 | 0.95 | 0.92
6104 | 20C15 | MARYSVILLE ARMORY | 200NG | KANSAS NATIONAL GUARD | ARGUARD | 306 North 19th Street | United States | Kansas | Marshall | Marysville | 66508 | 0.95 | 0.92
6695 | 20C50 | PAOLA ARMORY | 200NG | KANSAS NATIONAL GUARD | ARGUARD | 1010 Hedge Lane | United States | Kansas | Miami | Paola | 66071 | 0.95 | 0.92
4482 | 20A60 | COFFEYVILLE ARMORY | 200NG | KANSAS NATIONAL GUARD | ARGUARD | 3002 West 8th Street | United States | Kansas | Montgomery | Coffeyville | 67337 | 0.95 | 0.92
4483 | 20A61 | COFFEYVILLE READINESS CENTER | 200NG | KANSAS NATIONAL GUARD | ARGUARD | 2669 Perl Schmidt Drive | United States | Kansas | Montgomery | Coffeyville | 67337 | 0.95 | 0.92
5532 | 20735 | INDEPENDENCE USARC-KS-20735 | 27864 | 88TH RRC - MINNESOTA | ARRES | 620 West Oak Street | United States | Kansas | Montgomery | Independence | 67301 | 0.95 | 0.92
190496 | 822762 | 1984 HILLSIDE DRIVE INDEPENDENCE | 70132 | INDEPENDENT DUTY HOUSING PROGRAM | USACE | 1984 Hillside Drive | United States | Kansas | Montgomery | Independence | 67301 | 0.95 | 0.92
191285 | 20016 | INDEPENDENCE STR FRONT RECRUITING | 200NG | KANSAS NATIONAL GUARD | ARGUARD | 201 North Penn Avenue, Suite 102 | United States | Kansas | Montgomery | Independence | 67301 | 1.09 | 1.12
186245 | 82387-12451 | N PENN INDEPENDENCE | 82387 | JOINT RECRUITING PROGRAM | USACE | 201 North Penn Avenue | United States | Kansas | Montgomery | Independence | 67301 | 0.95 | 0.92
6574 | 20C40 | NORTON ARMORY | 200NG | KANSAS NATIONAL GUARD | ARGUARD | 1200 North State Street | United States | Kansas | Norton | Norton | 67654 | 0.95 | 0.92
6660 | 20767 | OSAGE CITY USARC | 27864 | 88TH RRC - MINNESOTA | ARRES | 1521 East Laing Street | United States | Kansas | Osage | Osage City | 66523 | 0.95 | 0.92
6877 | 20C75 | PRATT ARMORY | 200NG | KANSAS NATIONAL GUARD | ARGUARD | 207 Rochester Street | United States | Kansas | Pratt | Pratt | 67124 | 0.95 | 0.92
5518 | 2041A | HUTCHINSON AFRC | 27864 | 88TH RRC - MINNESOTA | ARRES |  | United States | Kansas | Reno | Hutchinson | 67501 | 0.95 | 0.92
5519 | 20B50 | HUTCHINSON ARMORY | 200NG | KANSAS NATIONAL GUARD | ARGUARD | 1111 North Severance Street | United States | Kansas | Reno | Hutchinson | 67501 | 0.95 | 0.92
191507 | 824089 | 1506 E 17TH STREET HUTCHINSON | 82387 | JOINT RECRUITING PROGRAM | USACE | 1984 Hillside Drive | United States | Kansas | Reno | Hutchinson | 67502 | 0.95 | 0.92
6050 | 20765 | MANHATTEN USARC | 27864 | 88TH RRC - MINNESOTA | ARRES | 715 Griffith Street | United States | Kansas | Riley | Manhattan | 66502 | 0.98 | 0.95
170012 | 20073 | MANHATTAN AIRPORT | 20605 | FORT RILEY | ARACT | 5600 Fort Riley Boulevard | United States | Kansas | Riley | Manhattan | 66502 | 1.09 | 1.06
183488 | 711162 | MANHATTAN REGIONAL AIRPORT MANHATTAN | 18081 | ARMY MISSION SUPPORT | USACE | Manhattan Regional Airport | United States | Kansas | Riley | Manhattan | 66502 | 0.98 | 0.95
185689 | 82387-10013 | 100 MANHATTAN TOWN CTR MANHATTAN | 82387 | JOINT RECRUITING PROGRAM | USACE | 100 Manhattan Town Center, Manhattan Town Center | United States | Kansas | Riley | Manhattan | 66502 | 0.98 | 0.95
186948 | 82387-11321 | ANDERSON AVE MANHATTAN | 82387 | JOINT RECRUITING PROGRAM | USACE | 3003 Anderson Avenue, Suite 1001B | United States | Kansas | Riley | Manhattan | 66502 | 0.98 | 0.95
3843 | 20C06 | MANHATTAN READINESS CENTER | 200NG | KANSAS NATIONAL GUARD | ARGUARD | 721 Levee Drive | United States | Kansas | Riley | Manhattan | 66503 | 0.98 | 0.95
3283 | VUBV0001 | SMOKY HILL ANG RANGE SITE # 1 | VUBV | SMOKY HILL ANG RANGE | AFGUARD | 8429 West Farrelly Road | United States | Kansas | Saline | Salina | 67401 | 0.95 | 0.92
7130 | 20D00 | SALINA KS TRAINING CENTER | 200NG | KANSAS NATIONAL GUARD | ARGUARD | 2930 Scanlan Avenue | United States | Kansas | Saline | Salina | 67401 | 0.95 | 0.92
7131 | 20D05 | SALINA SMOKY HILL MAJ TNG AREA | 200NG | KANSAS NATIONAL GUARD | ARGUARD | 211 East Ash Street | United States | Kansas | Saline | Salina | 67401 | 0.95 | 0.92
7132 | 20785 | SALINA USARC | 27864 | 88TH RRC - MINNESOTA | ARRES | 1700 South Broadway Boulevard | United States | Kansas | Saline | Salina | 67401 | 0.95 | 0.92
9455 | 20844 | SALINA UTES (UNIT TRAINING EQPT SITE) | 200NG | KANSAS NATIONAL GUARD | ARGUARD |  | United States | Kansas | Saline | Salina | 67401 | 0.95 | 0.92
183420 | 82387-12762 | S 9TH SALINA | 82387 | JOINT RECRUITING PROGRAM | USACE | 2259 South 9th Street, Suite 63 | United States | Kansas | Saline | Salina | 67401 | 0.95 | 0.92
191910 | 20845 | SALINA STR FNT RECRUITING | 200NG | KANSAS NATIONAL GUARD | ARGUARD |  | United States | Kansas | Saline | Salina | 67401 | 0.95 | 0.92
2792 | PRRK0001 | MCCONNELL AF MISSILE SITE NO18 SITE # 532-9 | PRQE | MCCONNELL | AFACT | 91805 South Titan Road | United States | Kansas | Sedgwick | Cheney | 67025 | 0.94 | 0.9
184238 | 800134 | 300 W. DOUGLAS AVENUE WICHITA | 82387 | JOINT RECRUITING PROGRAM | USACE | 300 W. Douglas Avenue | United States | Kansas | Sedgwick | Wichita | 67202 | 0.92 | 0.88
187087 | 800680 | DOUGLAS WICHITA | 82387 | JOINT RECRUITING PROGRAM | USACE | 300 W. Douglas Avenue | United States | Kansas | Sedgwick | Wichita | 67202 | 0.92 | 0.88
184237 | 82387-11697 | E HARRY WICHITA | 82387 | JOINT RECRUITING PROGRAM | USACE | 4100 East Harry Street, Unit 50 | United States | Kansas | Sedgwick | Wichita | 67202 | 0.92 | 0.88
187695 | 800678 | W 21ST N STREET WICHITA | 82387 | JOINT RECRUITING PROGRAM | USACE | West 21st Street North | United States | Kansas | Sedgwick | Wichita | 67205 | 0.92 | 0.88
191574 | 20024 | WICHITA STR FRONT RECRUITING | 200NG | KANSAS NATIONAL GUARD | ARGUARD |  | United States | Kansas | Sedgwick | Wichita | 67205 | 0.92 | 0.88
187165 | 800679 | EAST CENTRAL WICHITA | 82387 | JOINT RECRUITING PROGRAM | USACE | East Central Avenue | United States | Kansas | Sedgwick | Wichita | 67206 | 0.92 | 0.88
184371 | 82387-12460 | N ROCK RD WICHITA | 82387 | JOINT RECRUITING PROGRAM | USACE | 260 NorthRock Road, Rockborough Building Suite 105 | United States | Kansas | Sedgwick | Wichita | 67206 | 0.92 | 0.88
7890 | 20D50 | WICHITA EAST ARMORY | 200NG | KANSAS NATIONAL GUARD | ARGUARD | 3701 Armory Road | United States | Kansas | Sedgwick | Wichita | 67208 | 0.92 | 0.88
190793 | 20D52 | WICHITA STR FNT RECRUITING | 200NG | KANSAS NATIONAL GUARD | ARGUARD | 3616 South Seneca Street | United States | Kansas | Sedgwick | Wichita | 67209 | 0.92 | 0.88
191744 | 823285 | 2111 NORTH ROCK ROAD WICHITA | 82387 | JOINT RECRUITING PROGRAM | USACE | 2111 North Rock Road | United States | Kansas | Sedgwick | Wichita | 67209 | 0.92 | 0.88
859 | N83447-WI | NAVOPSPTCEN WICHITA KS | N83447 | NAS JRB FT WORTH TX | NAVACT | 3026 South George Washington Boulevard | United States | Kansas | Sedgwick | Wichita | 67210 | 0.92 | 0.88
7895 | 20825 | WICHITA USARC | 27864 | 88TH RRC - MINNESOTA | ARRES | 3130 South George Washington Boulevard | United States | Kansas | Sedgwick | Wichita | 67210 | 0.92 | 0.88
184239 | 18081-10140 | 401 N MARKET ST WICHITA | 18081 | ARMY MISSION SUPPORT | USACE | 401 North Market Street, US Court House | United States | Kansas | Sedgwick | Wichita | 67210 | 0.92 | 0.88
184373 | 800133 | 2626 S. ROCK RD. WICHITA | 82387 | JOINT RECRUITING PROGRAM | USACE | 2626 S. Rock Road | United States | Kansas | Sedgwick | Wichita | 67210 | 0.92 | 0.88
7893 | 20D45 | WICHITA FMS 3 | 200NG | KANSAS NATIONAL GUARD | ARGUARD | 3617 South Seneca Street | United States | Kansas | Sedgwick | Wichita | 67213 | 0.92 | 0.88
7896 | 20D40 | WICHITA WEST ARMORY | 200NG | KANSAS NATIONAL GUARD | ARGUARD | 141 East Central Avenue | United States | Kansas | Sedgwick | Wichita | 67213 | 0.92 | 0.88
188375 | 820095 | 8123 EAST CENTRAL WICHITA | 82387 | JOINT RECRUITING PROGRAM | USACE | 8123 East Central Avenue | United States | Kansas | Sedgwick | Wichita | 67213 | 0.92 | 0.88
7894 | 20D35 | WICHITA SOUTH ARMORY | 200NG | KANSAS NATIONAL GUARD | ARGUARD | 3535 West Douglas Avenue | United States | Kansas | Sedgwick | Wichita | 67217 | 0.92 | 0.88
170103 | 20017 | WICHITA NORTH | 200NG | KANSAS NATIONAL GUARD | ARGUARD |  | United States | Kansas | Sedgwick | Wichita | 67219 | 0.92 | 0.88
2786 | PRQE0001 | MCCONNELL SITE # 1 | PRQE | MCCONNELL | AFACT | 52802 Kansas Street | United States | Kansas | Sedgwick | Wichita | 67221 | 0.94 | 0.9
5900 | 20C00 | LIBERAL ARMORY | 200NG | KANSAS NATIONAL GUARD | ARGUARD | 730 Armory Road | United States | Kansas | Seward | Liberal | 67901 | 0.95 | 0.92
190684 | 822222 | 5900 SW HUNTOON RD TOPEKA | 82387 | JOINT RECRUITING PROGRAM | USACE | 5900 Southwest Huntoon Road | United States | Kansas | Shawnee | Topeka | 66604 | 0.95 | 0.92
190797 | 20D24 | TOPEKA STR FNT RECRUITING | 200NG | KANSAS NATIONAL GUARD | ARGUARD | 1223 Southwest Wanamaker Road, Suite 200 | United States | Kansas | Shawnee | Topeka | 66604 | 0.95 | 0.92
185478 | 82387-13364 | WEST RIDGE MALL TOPEKA | 82387 | JOINT RECRUITING PROGRAM | USACE | 1801 Southwest Wanamaker Road, West Ridge Mall Room K16A | United States | Kansas | Shawnee | Topeka | 66604 | 0.95 | 0.92
7577 | 20795 | TOPEKA AFRC | 27864 | 88TH RRC - MINNESOTA | ARRES |  | United States | Kansas | Shawnee | Topeka | 66607 | 0.95 | 0.92
7578 | 20799 | TOPEKA USARC | 27864 | 88TH RRC - MINNESOTA | ARRES | 500 Southwest 42nd Street | United States | Kansas | Shawnee | Topeka | 66609 | 0.95 | 0.92
7579 | 20D16 | JFHQ-KANSAS | 200NG | KANSAS NATIONAL GUARD | ARGUARD | 326 Division Street | United States | Kansas | Shawnee | Topeka | 66611 | 0.95 | 0.92
189459 | 821576 | 1701 S.W 27TH STREET TOPEKA | 70132 | INDEPENDENT DUTY HOUSING PROGRAM | USACE | 1701 Southwest 27th Street | United States | Kansas | Shawnee | Topeka | 66614 | 0.95 | 0.92
7575 | 20D20 | TOPEKA FORBES FIELD | 200NG | KANSAS NATIONAL GUARD | ARGUARD | 1410 Northwest Gage Boulevard | United States | Kansas | Shawnee | Topeka | 66618 | 0.95 | 0.92
2080 | GUQE0001 | FORBES FIELD ANG SITE # 1 | GUQE | FORBES FIELD ANG | AFGUARD | 5920 Southeast Coyote Drive | United States | Kansas | Shawnee | Topeka | 66619 | 0.95 | 0.92
6366 | 20D22 | NATIONAL GUARD MUSEUM | 200NG | KANSAS NATIONAL GUARD | ARGUARD | 6700 Southwest Topeka Boulevard | United States | Kansas | Shawnee | Topeka | 66619 | 0.95 | 0.92
188927 | GUQE0002 | ARNG 29.9 ACRES SITE #2 | GUQE | FORBES FIELD ANG | AFGUARD |  | United States | Kansas | Shawnee | Topeka | 66619 | 0.95 | 0.92
190730 | 20426 | METROPOLITAN TOPEKA AIRPORT | 20605 | FORT RILEY | ARACT |  | United States | Kansas | Shawnee | Topeka | 66619 | 0.95 | 0.92
7297 | 20D10 | SMITH CENTER ARMORY | 200NG | KANSAS NATIONAL GUARD | ARGUARD | 1100 Kings Boulevard | United States | Kansas | Smith | Smith Center | 66967 | 0.95 | 0.92
2789 | PRRD0001 | MCCONNELL AF MISSILE SITE NO12 SITE # 532-3 | PRQE | MCCONNELL | AFACT | 91201 US Highway 49 | United States | Kansas | Sumner | Conway Spgs | 67031 | 0.95 | 0.92
4492 | 20A65 | COLBY ARMORY | 200NG | KANSAS NATIONAL GUARD | ARGUARD | 470 South Range Avenue | United States | Kansas | Thomas | Colby | 67701 | 0.95 | 0.92
4840 | 2026A | ELDORADO USARC | 27864 | 88TH RRC - MINNESOTA | ARRES | 120 South Vine Street | United States | Kansas | Unknown | Unknown | 67042 | 0.95 | 0.92
5693 | 20B70 | KANSAS CITY ARMORY | 200NG | KANSAS NATIONAL GUARD | ARGUARD | 100 South 20th Street | United States | Kansas | Wyandotte | Kansas City | 66102 | 0.95 | 0.92
183295 | 800131 | LEGENDS AT VILLAGE WEST KANSAS CITY | 82387 | JOINT RECRUITING PROGRAM | USACE | 1843 Village West Parkway | United States | Kansas | Wyandotte | Kansas City | 66109 | 0.95 | 0.92
5765 | 20747 | KS CITY KS | 27864 | 88TH RRC - MINNESOTA | ARRES | 1325 North 78th Street | United States | Kansas | Wyandotte | Kansas City | 66122 | 0.95 | 0.92
5213 | 21A90 | GLASGOW ARMORY | 210NG | KENTUCKY NATIONAL GUARD | ARGUARD | 410 Cavalry Road | United States | Kentucky | Barren | Glasgow | 42141 | 0.87 | 0.88
5214 | 21A92 | GLASGOW FMS #9 | 210NG | KENTUCKY NATIONAL GUARD | ARGUARD | 421 Cavalry Road | United States | Kentucky | Barren | Glasgow | 42141 | 0.87 | 0.88
6185 | 21B75 | MIDDLESBORO ARMORY | 210NG | KENTUCKY NATIONAL GUARD | ARGUARD | 705 North 30th Street | United States | Kentucky | Bell | Middlesboro | 40965 | 0.87 | 0.88
6186 | 2158B | MIDDLESBORO USARC | 01530 | 81ST RRC - ALABAMA | ARRES | 809 North 19th Street | United States | Kentucky | Bell | Middlesboro | 40965 | 0.87 | 0.88
170462 | 21A41 | BURLINGTON READINESS CENTER | 210NG | KENTUCKY NATIONAL GUARD | ARGUARD |  | United States | Kentucky | Boone | Burlington | 41005 | 0.87 | 0.88
189559 | 21149 | BURLINGTON FMS 7 LEASED | 210NG | KENTUCKY NATIONAL GUARD | ARGUARD |  | United States | Kentucky | Boone | Burlington | 41005 | 0.87 | 0.88
183198 | 82387-11536 | CONNECTOR DR FLORENCE | 82387 | JOINT RECRUITING PROGRAM | USACE | 8001 Connector Drive | United States | Kentucky | Boone | Florence | 41042 | 0.87 | 0.88
7771 | 21C48 | WALTON ARMORY | 210NG | KENTUCKY NATIONAL GUARD | ARGUARD | 55 S Street | United States | Kentucky | Boone | Walton | 41094 | 0.87 | 0.88
190824 | 823251 | 225 LETTON DRIVE PARIS | 82387 | JOINT RECRUITING PROGRAM | USACE | 225 Letton Drive | United States | Kentucky | Bourbon | Paris | 40361 | 0.87 | 0.88
3863 | 21A05 | ASHLAND ARMORY | 210NG | KENTUCKY NATIONAL GUARD | ARGUARD | 2519 Lexington Avenue | United States | Kentucky | Boyd | Ashland | 41101 | 0.87 | 0.88
6625 | 21A10 | ASHLAND FMS #1 | 210NG | KENTUCKY NATIONAL GUARD | ARGUARD | 926 Summit Road | United States | Kentucky | Boyd | Ashland | 41101 | 0.87 | 0.88
182219 | 82387-11954 | GREENUP ASHLAND | 82387 | JOINT RECRUITING PROGRAM | USACE | 1504 Greenup Avenue | United States | Kentucky | Boyd | Ashland | 41101 | 0.87 | 0.88
3867 | 2103A | ASHLAND USARC | 01530 | 81ST RRC - ALABAMA | ARRES | 12410 Midland Trail Road | United States | Kentucky | Boyd | Ashland | 41102 | 0.87 | 0.88
4645 | 21A75 | DANVILLE ARMORY | 210NG | KENTUCKY NATIONAL GUARD | ARGUARD | 482 Stanford Avenue | United States | Kentucky | Boyle | Danville | 40422 | 0.87 | 0.88
184516 | 82387-12961 | SKYWATCH DR DANVILLE | 82387 | JOINT RECRUITING PROGRAM | USACE | 220 Skywatch Drive | United States | Kentucky | Boyle | Danville | 40422 | 0.87 | 0.88
5575 | 21B30 | JACKSON ARMORY | 210NG | KENTUCKY NATIONAL GUARD | ARGUARD | 672 Armory Drive | United States | Kentucky | Breathitt | Jackson | 41339 | 0.87 | 0.88
5581 | 21B32 | JACKSON FMS #6 | 210NG | KENTUCKY NATIONAL GUARD | ARGUARD | 651 Armory Drive | United States | Kentucky | Breathitt | Jackson | 41339 | 0.87 | 0.88
6335 | 21B82 | MURRAY ARMORY | 210NG | KENTUCKY NATIONAL GUARD | ARGUARD | 1501 State Route 121 North | United States | Kentucky | Calloway | Murray | 42071 | 0.87 | 0.88
182563 | 711224 | 1304 CHESTNUT STREET, UNIT M MURRAY | 82387 | JOINT RECRUITING PROGRAM | USACE | 1304 Chestnut Street, Unit M | United States | Kentucky | Calloway | Murray | 42071 | 0.87 | 0.88
4157 | 21935 | BROOKS-LAWLER USARC/AMSA #71 | 01530 | 81ST RRC - ALABAMA | ARRES |  | United States | Kentucky | Campbell | Fort Thomas | 41075 | 0.87 | 0.88
4334 | 21A60 | CARROLLTON ARMORY | 210NG | KENTUCKY NATIONAL GUARD | ARGUARD | 1828 US Highway 227 | United States | Kentucky | Carroll | Carrollton | 41008 | 0.87 | 0.88
6620 | 21B85 | OLIVE HILL ARMORY | 210NG | KENTUCKY NATIONAL GUARD | ARGUARD | 345 Armory Drive | United States | Kentucky | Carter | Olive Hill | 41164 | 0.87 | 0.88
5113 | 21145 | FT CAMPBELL KY | 21145 | FORT CAMPBELL | ARACT | US Highway 41A & Screaming Eagle Boulevard (AKA Gate 4) | United States | Kentucky | Christian | Fort Campbell | 42223 | 0.92 | 0.93
5482 | 21B25 | HOPKINSVILLE RESERVE CENTER | 210NG | KENTUCKY NATIONAL GUARD | ARGUARD | 1600 Woodson Drive | United States | Kentucky | Christian | Hopkinsville | 42240 | 0.92 | 0.93
183490 | 82387-10845 | 4152 FT. CAMPBELL BL HOPKINSVILLE | 82387 | JOINT RECRUITING PROGRAM | USACE | 4152 Ft Campbell Boulevard | United States | Kentucky | Christian | Hopkinsville | 42240 | 0.92 | 0.93
188831 | 820919 | 5555 ROCKWELL ROAD WINCHESTER | 21479 | LEXINGTON FACILITY | ARACT | 5555 Rockwell Road | United States | Kentucky | Clark | Winchester | 40391 | 0.87 | 0.87
3737 | 2101B | ALBANY USARC | 01530 | 81ST RRC - ALABAMA | ARRES | 90 North Main Avenue | United States | Kentucky | Clinton | Albany | 42602 | 0.87 | 0.88
6078 | 21B70 | MARION ARMORY | 210NG | KENTUCKY NATIONAL GUARD | ARGUARD | 131 Rochester Avenue | United States | Kentucky | Crittenden | Marion | 42064 | 0.87 | 0.88
6033 | 21985 | MAJ CLIFFORD F. CRILEY USARC | 01530 | 81ST RRC - ALABAMA | ARRES | 7 Dublin Lane | United States | Kentucky | Daviess | Owensboro | 42301 | 0.87 | 0.88
185891 | 21B91 | OWENSBORO READINESS CENTER | 210NG | KENTUCKY NATIONAL GUARD | ARGUARD | 1501 West Parrish Avenue | United States | Kentucky | Daviess | Owensboro | 42301 | 0.87 | 0.88
183300 | 82387-12990 | SOUTHTOWN BLVD OWENSBORO | 82387 | JOINT RECRUITING PROGRAM | USACE | 636 Southtown Boulevard | United States | Kentucky | Daviess | Owensboro | 42303 | 0.87 | 0.88
6941 | 21C05 | RAVENNA ARMORY | 210NG | KENTUCKY NATIONAL GUARD | ARGUARD | 335 Cow Creek Road | United States | Kentucky | Estill | Ravenna | 40472 | 0.87 | 0.88
5894 | 21479 | LEXINGTON FACILITY | 21479 | LEXINGTON FACILITY | ARACT |  | United States | Kentucky | Fayette | Lexington | 40475 | 0.95 | 0.96
182214 | 82387-11217 | 841 CORPORATE DR LEXINGTON | 82387 | JOINT RECRUITING PROGRAM | USACE | 841 Corporate Drive | United States | Kentucky | Fayette | Lexington | 40503 | 0.87 | 0.87
182211 | 82387-11552 | CORPORATE DR LEXINGTON 1 | 82387 | JOINT RECRUITING PROGRAM | USACE | 870 Corporate Drive, Suite 303 | United States | Kentucky | Fayette | Lexington | 40503 | 0.87 | 0.87
182215 | 82387-11551 | CORPORATE DR LEXINGTON | 82387 | JOINT RECRUITING PROGRAM | USACE | 851 Corporate Drive, Suite 122 | United States | Kentucky | Fayette | Lexington | 40503 | 0.87 | 0.87
4661 | 21955 | DAVID BARROW USARC/AMSA #164 | 01530 | 81ST RRC - ALABAMA | ARRES | 1051 Russell Cave Pike | United States | Kentucky | Fayette | Lexington | 40505 | 0.87 | 0.87
189909 | 822048 | 3348 BAY SPRINGS PARK LEXINGTON | 70132 | INDEPENDENT DUTY HOUSING PROGRAM | USACE | 3348 Bay Springs Park | United States | Kentucky | Fayette | Lexington | 40509 | 0.87 | 0.87
191506 | 824090 | 2205 DUNHILL LANE LEXINGTON | 70132 | INDEPENDENT DUTY HOUSING PROGRAM | USACE | 2205 Dunhill Lane | United States | Kentucky | Fayette | Lexington | 40509 | 0.87 | 0.87
191901 | 824537 | 917 JOUETT CREEK DRIVE LEXINGTON | 70132 | INDEPENDENT DUTY HOUSING PROGRAM | USACE | 917 Jouett Creek Drive | United States | Kentucky | Fayette | Lexington | 40509 | 0.87 | 0.87
5892 | 21B35 | LEXINGTON ARMORY | 210NG | KENTUCKY NATIONAL GUARD | ARGUARD | 4201 Parkers Mill Roaad | United States | Kentucky | Fayette | Lexington | 40510 | 0.87 | 0.87
5891 | 21960 | LEXINGTON AFRC | 01530 | 81ST RRC - ALABAMA | ARRES | 151 Opportunity Way | United States | Kentucky | Fayette | Lexington | 40511 | 0.87 | 0.87
4078 | 21A28 | BLUEGRASS STATION | 210NG | KENTUCKY NATIONAL GUARD | ARGUARD |  | United States | Kentucky | Fayette | Lexington | 40516 | 0.87 | 0.87
170786 | 21B36 | LEXINGTON RECRUITING | 210NG | KENTUCKY NATIONAL GUARD | ARGUARD |  | United States | Kentucky | Fayette | Lexington | 40517 | 0.87 | 0.87
182217 | 710163 | 5751 BRIAR HILL ROAD LEXINGTON | 18081 | ARMY MISSION SUPPORT | USACE |  | United States | Kentucky | Fayette | Lexington | 40517 | 0.87 | 0.87
182218 | 82387-12847 | S MT TABOR RD LEXINGTON | 82387 | JOINT RECRUITING PROGRAM | USACE | 112 South Mount Tabor Road | United States | Kentucky | Fayette | Lexington | 40517 | 0.87 | 0.87
6887 | 21C00 | PRESTONBURG ARMORY | 210NG | KENTUCKY NATIONAL GUARD | ARGUARD | 26 Armory Drive, Suite 1 | United States | Kentucky | Floyd | Prestonsburg | 41653 | 0.87 | 0.88
5075 | 21A85 | FRANKFORT BOONE NG CENTER | 210NG | KENTUCKY NATIONAL GUARD | ARGUARD | 1210 Wilkinson Boulevard | United States | Kentucky | Franklin | Frankfort | 40601 | 0.87 | 0.88
7414 | 21A88 | STATE MILITARY MUSEUM | 210NG | KENTUCKY NATIONAL GUARD | ARGUARD | 4 Pembroke Road | United States | Kentucky | Franklin | Frankfort | 40601 | 0.87 | 0.88
170778 | 21A86 | FRANKFORT LEASED FACILITIES | 210NG | KENTUCKY NATIONAL GUARD | ARGUARD |  | United States | Kentucky | Franklin | Frankfort | 40601 | 0.87 | 0.88
191080 | 21HRO | FRANKFORT HRO LEASE | 210NG | KENTUCKY NATIONAL GUARD | ARGUARD |  | United States | Kentucky | Franklin | Frankfort | 40601 | 0.87 | 0.88
184335 | 82387-13130 | US 127 FRANKFORT | 82387 | JOINT RECRUITING PROGRAM | USACE | 1224 US highway 127 | United States | Kentucky | Franklin | Frankfort | 40601 | 0.87 | 0.88
191440 | 823076 | 450 LODGE ROAD FALLS OF ROUGH | 58357 |  | USACE | 450 Lodge Road | United States | Kentucky | Grayson | Falls of Rough | 40119 | 0.87 | 0.88
5861 | 21B40 | LEITCHFIELD ARMORY | 210NG | KENTUCKY NATIONAL GUARD | ARGUARD | 541 High School Road | United States | Kentucky | Grayson | Leitchfield | 42754 | 0.87 | 0.88
4848 | 21A80 | ELIZABETHTOWN ARMORY | 210NG | KENTUCKY NATIONAL GUARD | ARGUARD | 205 West Warfield Street | United States | Kentucky | Hardin | Elizabethtown | 42701 | 1.01 | 1.02
184097 | 800460 | 400 RING ROAD ELIZABETHTOWN | 18081 | ARMY MISSION SUPPORT | USACE | 400 Ring Road | United States | Kentucky | Hardin | Elizabethtown | 42701 | 1.01 | 1.02
187907 | 810009 | 4031 HWY 31 W NORTH ELIZABETHTOWN | 82387 | JOINT RECRUITING PROGRAM | USACE | 4031 US Highway 31 North | United States | Kentucky | Hardin | Elizabethtown | 42701 | 1.01 | 1.02
185616 | 82387-13085 | TOWNE CENTRE ELIZABETHTOWN | 82387 | JOINT RECRUITING PROGRAM | USACE | 143 Towne Center Loop, Unites 143 & 167 | United States | Kentucky | Hardin | Elizabethtown | 42701 | 1.01 | 1.02
184520 | 82387-11872 | FORT KNOX | 82387 | JOINT RECRUITING PROGRAM | USACE | Fort Knox, Building 6580 Rooms 231, 232, 233 & 235 | United States | Kentucky | Hardin | Fort Knox | 40121 | 1.01 | 1.02
191390 | 21B01 | HARLAN APPALACHIAN CHALLENGE ACADEMY | 210NG | KENTUCKY NATIONAL GUARD | ARGUARD |  | United States | Kentucky | Harlan | Grays Knob | 40829 | 0.87 | 0.88
5354 | 21B00 | HARLAN ARMORY | 210NG | KENTUCKY NATIONAL GUARD | ARGUARD | 3625 South US Highway 421 | United States | Kentucky | Harlan | Harlan | 40831 | 0.87 | 0.88
4620 | 21A70 | CYNTHIANA ARMORY | 210NG | KENTUCKY NATIONAL GUARD | ARGUARD | 1497 New Lair Road | United States | Kentucky | Harrison | Cynthiana | 41031 | 0.87 | 0.88
5420 | 21B15 | HENDERSON ARMORY | 210NG | KENTUCKY NATIONAL GUARD | ARGUARD | 735 North Elm Street | United States | Kentucky | Henderson | Henderson | 42420 | 0.87 | 0.88
6023 | 21A66 | MADISONVILLE AIRPORT LAND | 210NG | KENTUCKY NATIONAL GUARD | ARGUARD | Airport Road | United States | Kentucky | Hopkins | Madisonville | 42431 | 0.87 | 0.88
6024 | 21B65 | MADISONVILLE ARMORY | 210NG | KENTUCKY NATIONAL GUARD | ARGUARD | 670 Park Avenue | United States | Kentucky | Hopkins | Madisonville | 42431 | 0.87 | 0.88
6025 | 21975 | MADISONVILLE MEMORIAL USARC | 01530 | 81ST RRC - ALABAMA | ARRES | 2215 South Main Street | United States | Kentucky | Hopkins | Madisonville | 42431 | 0.87 | 0.88
182224 | 82387-11024 | 600 MARTIN LUTHER KING JR PLACE LOUISVILLE | 66155 |  | USACE | 600 Doctor Martin Luther King Junior Place | United States | Kentucky | Jefferson | Louisville | 40201 | 0.87 | 0.88
186520 | 710162 | 601 W BROADWAY LOUISVILLE | 18081 | ARMY MISSION SUPPORT | USACE | 601 West Broadway | United States | Kentucky | Jefferson | Louisville | 40202 | 0.87 | 0.88
182229 | 82387-10740 | 332 W BROADWAY LOUISVILLE | 82387 | JOINT RECRUITING PROGRAM | USACE | 332 West Broadway, Suite 101 | United States | Kentucky | Jefferson | Louisville | 40202 | 0.87 | 0.88
182231 | 82387-12239 | MARTIN L KING DR LOUISVILLE | 82387 | JOINT RECRUITING PROGRAM | USACE | 600 Doctor Martin Luther King Junior Place | United States | Kentucky | Jefferson | Louisville | 40202 | 0.87 | 0.88
182222 | 710317 | 711 MAGAZINE STREET LOUISVILLE | 66155 |  | USACE | 711 Magazine Street | United States | Kentucky | Jefferson | Louisville | 40203 | 0.87 | 0.88
5963 | 21965 | LOUISVILLE KENTUCKY | 01530 | 81ST RRC - ALABAMA | ARRES | 3590 Century Division Way, Suite P-1 | United States | Kentucky | Jefferson | Louisville | 40205 | 0.87 | 0.88
191286 | 21A42 | BUTLER READINESS CENTER | 210NG | KENTUCKY NATIONAL GUARD | ARGUARD |  | United States | Kentucky | Jefferson | Louisville | 40205 | 0.87 | 0.88
5962 | 21B55 | LOUISVILLE ARMORY | 210NG | KENTUCKY NATIONAL GUARD | ARGUARD | 2729 Crittenden Drive | United States | Kentucky | Jefferson | Louisville | 40209 | 0.87 | 0.88
3311 | WEAS0001 | LOUISVILLE IAP-STANDIFORD FL SITE # 1 | WEAS | LOUISVILLE IAP-STANDIFORD FL | AFGUARD | 1101 Old Grade Lane | United States | Kentucky | Jefferson | Louisville | 40213 | 0.87 | 0.88
191044 | WEAS0002 | LOUISVILLE IAP-STANDIFORD FL SITE # 2 | WEAS | LOUISVILLE IAP-STANDIFORD FL | AFGUARD |  | United States | Kentucky | Jefferson | Louisville | 40213 | 0.87 | 0.88
1206 | N00128-KY | NAVOPSPTCEN LOUISVILLE KY | N00128 | NAVAL STATION GREAT LAKES IL | NAVACT | 5401 Southside Drive | United States | Kentucky | Jefferson | Louisville | 40214 | 0.87 | 0.88
185585 | 82387-11610 | DIXIE HWY LOUISVILLE | 82387 | JOINT RECRUITING PROGRAM | USACE | 5300 Dixie Highway | United States | Kentucky | Jefferson | Louisville | 40216 | 0.87 | 0.88
4175 | 21A40 | BUECHEL ARMORY | 210NG | KENTUCKY NATIONAL GUARD | ARGUARD | 4815 Progress Boulevard | United States | Kentucky | Jefferson | Louisville | 40218 | 0.87 | 0.88
170788 | 21B57 | LOUISVILLE RECRUITING | 210NG | KENTUCKY NATIONAL GUARD | ARGUARD |  | United States | Kentucky | Jefferson | Louisville | 40219 | 0.87 | 0.88
182227 | 82387-10904 | 4801 OUTER LOOP LOUISVILLE | 82387 | JOINT RECRUITING PROGRAM | USACE | 4801 Outer Loop, Suite C513 | United States | Kentucky | Jefferson | Louisville | 40219 | 0.87 | 0.88
182230 | 01530-10020 | BOWMAN FIELD, #100 LOUISVILLE | 01530 | 81ST RRC - ALABAMA | ARRES | Bowman Field, #100 | United States | Kentucky | Jefferson | Louisville | 40221 | 0.87 | 0.88
188384 | 820223 | 9100 LEICESTER CT. LOUISVILLE | 70132 | INDEPENDENT DUTY HOUSING PROGRAM | USACE | 9100 Leicester Court | United States | Kentucky | Jefferson | Louisville | 40222 | 0.87 | 0.88
191894 | 824513 | 8004 SHELBYVILLE ROAD LOUISVILLE | 82387 | JOINT RECRUITING PROGRAM | USACE | 8004 Shelbyville Road | United States | Kentucky | Jefferson | Louisville | 40222 | 0.87 | 0.88
182225 | 82387-13392 | WILLIAMSBURG PL LOUISVILLE | 82387 | JOINT RECRUITING PROGRAM | USACE | 9505 Williamsburg Plaza | United States | Kentucky | Jefferson | Louisville | 40222 | 0.87 | 0.88
182228 | 82387-10024 | 10001 LINN STATION LOUISVILLE | 82387 | JOINT RECRUITING PROGRAM | USACE | 10001 Linn Station Road, Suites 113A, 113B & 210 | United States | Kentucky | Jefferson | Louisville | 40223 | 0.87 | 0.88
191298 | 823830 | 10004 LINN STATION ROAD LOUISVILLE | 82387 | JOINT RECRUITING PROGRAM | USACE | 10004 Linn Station Road | United States | Kentucky | Jefferson | Louisville | 40223 | 0.87 | 0.88
182223 | 82387-11980 | HENDRIK DR LOUISVILLE | 82387 | JOINT RECRUITING PROGRAM | USACE | 4634 Hendrik Drive | United States | Kentucky | Jefferson | Louisville | 40299 | 0.87 | 0.88
191834 | 824556 | 10616 VINTAGE CREEK DRIVE LOUISVILLE | 70132 | INDEPENDENT DUTY HOUSING PROGRAM | USACE | 10616 Vintage Creek Drive | United States | Kentucky | Jefferson | Louisville | 40299 | 0.87 | 0.88
5020 | 21405 | FORT KNOX | 21405 | FORT KNOX | ARACT | US Highway 31-W South, Exit 8A | United States | Kentucky | Jefferson | Muldraugh | 40121 | 1.01 | 1.02
191341 | 823836 | 4105 HAYFIELD WAY PROSPECT | 70132 | INDEPENDENT DUTY HOUSING PROGRAM | USACE | 4105 Hayfield Way | United States | Kentucky | Jefferson | Prospect | 40059 | 0.87 | 0.88
187833 | 810010 | 10365 DIXIE HIGHWAY VALLEY STATION | 82387 | JOINT RECRUITING PROGRAM | USACE | 10365 Dixie Highway | United States | Kentucky | Jefferson | Valley Station | 40272 | 0.87 | 0.88
184257 | 800033 | 435 NORTH MAYO TRAIL PAINTSVILLE | 82387 | JOINT RECRUITING PROGRAM | USACE | 435 North Mayo Trail | United States | Kentucky | Johnson | Paintsville | 41240 | 0.87 | 0.88
184851 | 82387-11016 | 5TH ST CENTER COVINGTON | 82387 | JOINT RECRUITING PROGRAM | USACE | 5th Street Center, 5th & Philadelphia | United States | Kentucky | Kenton | Covington | 41017 | 0.87 | 0.88
183990 | 82387-11133 | 723 BUTTERMILK PIKE CRESCENT SPRINGS | 82387 | JOINT RECRUITING PROGRAM | USACE | 723 Buttermilk Pike | United States | Kentucky | Kenton | Crescent Springs | 41017 | 0.87 | 0.88
191437 | 823073 | 217 BIG SMITH BRANCH SASSAFRAS | 58357 |  | USACE | 217 Big Smith Branch Road | United States | Kentucky | Knott | Sassafras | 40119 | 0.87 | 0.88
5969 | 2100A | DISNEY TRAINING CENTER | 210NG | KENTUCKY NATIONAL GUARD | ARGUARD | 3214 Kentucky State Higway 225 | United States | Kentucky | Knox | Artemus | 40903 | 0.87 | 0.88
3926 | 21A15 | BARBOURVILLE ARMORY | 210NG | KENTUCKY NATIONAL GUARD | ARGUARD | 705 Manchester Street | United States | Kentucky | Knox | Barbourville | 40906 | 0.87 | 0.88
5940 | 21B51 | LONDON ARMORY | 210NG | KENTUCKY NATIONAL GUARD | ARGUARD | 20 State Police Road | United States | Kentucky | Laurel | London | 40741 | 0.87 | 0.88
5941 | 21B50 | LONDON FMS#2 | 210NG | KENTUCKY NATIONAL GUARD | ARGUARD | 213 Armory Street | United States | Kentucky | Laurel | London | 40741 | 0.87 | 0.88
9481 | 21298 | LONDON JSO | 210NG | KENTUCKY NATIONAL GUARD | ARGUARD |  | United States | Kentucky | Laurel | London | 40741 | 0.87 | 0.88
184518 | 800032 | 118 CHILDERS DRIVE LONDON | 82387 | JOINT RECRUITING PROGRAM | USACE | 118 Childers Drive | United States | Kentucky | Laurel | London | 40741 | 0.87 | 0.88
184519 | 82387-12149 | LONDON SHOP CTR LONDON | 82387 | JOINT RECRUITING PROGRAM | USACE | 211 London Shopping Center | United States | Kentucky | Laurel | London | 40741 | 0.87 | 0.88
7096 | 21C20 | RUSSELLVILLE ARMORY | 210NG | KENTUCKY NATIONAL GUARD | ARGUARD | 200 Armory Drive | United States | Kentucky | Logan | Russellville | 42276 | 0.87 | 0.88
4074 | 21045 | BLUE GRASS ARMY DEPOT | 21045 | BLUE GRASS ARMY DEPOT | ARACT | 431 Battlefield Memorial Highway | United States | Kentucky | Madison | Richmond | 40475 | 0.95 | 0.96
4077 | 21C16 | BLUEGRASS DEPOT | 210NG | KENTUCKY NATIONAL GUARD | ARGUARD |  | United States | Kentucky | Madison | Richmond | 40475 | 0.95 | 0.96
6998 | 21C15 | RICHMOND ARMORY | 210NG | KENTUCKY NATIONAL GUARD | ARGUARD | 1812 Irvine Road | United States | Kentucky | Madison | Richmond | 40475 | 0.95 | 0.96
7001 | 2172A | RICHMOND USARC-KY-2172A | 01530 | 81ST RRC - ALABAMA | ARRES |  | United States | Kentucky | Madison | Richmond | 40475 | 0.87 | 0.88
186447 | 801292 | MERIDIAN RICHMOND | 82387 | JOINT RECRUITING PROGRAM | USACE | Meridian Way | United States | Kentucky | Madison | Richmond | 40475 | 0.87 | 0.88
4005 | 21A27 | BENTON ARMORY | 210NG | KENTUCKY NATIONAL GUARD | ARGUARD | 453 Old Symsonia Road | United States | Kentucky | Marshall | Benton | 42025 | 0.87 | 0.88
6117 | 21B72 | MAYSVILLE ARMORY | 210NG | KENTUCKY NATIONAL GUARD | ARGUARD | 1218 Pope Drive | United States | Kentucky | Mason | Maysville | 41056 | 0.87 | 0.88
185605 | 82387-12986 | SOUTHGATE PLZ MAYSVILLE | 82387 | JOINT RECRUITING PROGRAM | USACE | US Highway 62-68, Southgate Plaza | United States | Kentucky | Mason | Maysville | 41056 | 0.87 | 0.88
6686 | 21996 | PADUCAH USARC #2 | 01530 | 81ST RRC - ALABAMA | ARRES | 2001 North 12th Street | United States | Kentucky | McCracken | Paducah | 42001 | 0.87 | 0.88
185077 | 82387-10902 | 4793 VILLAGE SQ DR PADUCAH | 82387 | JOINT RECRUITING PROGRAM | USACE |  | United States | Kentucky | McCracken | Paducah | 42001 | 0.87 | 0.88
6685 | 21995 | PADUCAH MEMORIAL USARC | 01530 | 81ST RRC - ALABAMA | ARRES | 2956 Park Avenue | United States | Kentucky | McCracken | Paducah | 42002 | 0.87 | 0.88
185078 | 710672 | 1500 KENTUCKY AVE. PADUCAH | 18081 | ARMY MISSION SUPPORT | USACE | 1500 Kentucky Avenue | United States | Kentucky | McCracken | Paducah | 42003 | 0.87 | 0.88
6683 | 21B96 | PADUCAH AFRC | 210NG | KENTUCKY NATIONAL GUARD | ARGUARD | 8400 US Highway 60 West | United States | Kentucky | McCracken | West Paducah | 42086 | 0.87 | 0.88
4122 | 21A38 | BRANDENBURG ARMORY | 210NG | KENTUCKY NATIONAL GUARD | ARGUARD | 1190 Old Ekron Road | United States | Kentucky | Meade | Brandenburg | 40108 | 1.01 | 1.02
5366 | 21B05 | HARRODSBURG ARMORY | 210NG | KENTUCKY NATIONAL GUARD | ARGUARD | 500 Tapp Road | United States | Kentucky | Mercer | Harrodsburg | 40330 | 0.87 | 0.88
7567 | 21C40 | TOMKINSVILLE ARMORY | 210NG | KENTUCKY NATIONAL GUARD | ARGUARD | Monroe Street | United States | Kentucky | Monroe | Tompkinsville | 42167 | 0.87 | 0.88
7569 | 21C45 | TOMPKINSVILLE MVSB | 210NG | KENTUCKY NATIONAL GUARD | ARGUARD | 1200 Whitesville | United States | Kentucky | Monroe | Tompkinsville | 42167 | 0.87 | 0.88
4366 | 21A65 | CENTRAL CITY ARMORY | 210NG | KENTUCKY NATIONAL GUARD | ARGUARD | 509 West Everly Brothers Boulevard | United States | Kentucky | Muhlenberg | Central City | 42330 | 0.87 | 0.88
7746 | 21A95 | W.H. FORD REGIONAL TNG CTR | 21A95 | WH FORD REGIONAL TRAINING CENTER | ARGUARD | 2120 North New Road | United States | Kentucky | Muhlenberg | Greenville | 42345 | 0.87 | 0.88
3927 | 21A25 | BARDSTOWN ARMORY | 210NG | KENTUCKY NATIONAL GUARD | ARGUARD | 1020 North 3rd Street | United States | Kentucky | Nelson | Bardstown | 40004 | 1.01 | 1.02
6378 | 21915 | NELSON COUNTY MEM USARC | 01530 | 81ST RRC - ALABAMA | ARRES | 609 Loretto Road | United States | Kentucky | Nelson | Bardstown | 40004 | 1.01 | 1.02
190317 | 822476 | 211 CULPEPPER STREET BARDSTOWN | 82387 | JOINT RECRUITING PROGRAM | USACE | 211 Culpepper Street | United States | Kentucky | Nelson | Bardstown | 40004 | 1.01 | 1.02
4325 | 21A50 | CARLISLE ARMORY | 210NG | KENTUCKY NATIONAL GUARD | ARGUARD | 2299 Concrete Road | United States | Kentucky | Nicholas | Carlisle | 40311 | 0.87 | 0.88
184991 | 82387-12236 | MARKETE PL LA GRANGE | 82387 | JOINT RECRUITING PROGRAM | USACE | 1216 Market Palce, Cherrywood Crossing | United States | Kentucky | Oldham | La Grange | 40031 | 0.87 | 0.88
5396 | 21B07 | HAZARD ARMORY | 210NG | KENTUCKY NATIONAL GUARD | ARGUARD | 782 Dawahare Drive | United States | Kentucky | Perry | Hazard | 41701 | 0.87 | 0.88
182248 | 82387-12643 | PIKE ST PIKEVILLE | 82387 | JOINT RECRUITING PROGRAM | USACE | 205 Pike Street | United States | Kentucky | Pike | Pikeville | 41501 | 0.87 | 0.88
6319 | 21A67 | MTA EASTERN KY WETS | 210NG | KENTUCKY NATIONAL GUARD | ARGUARD | 70 River Street | United States | Kentucky | Powell | Clay City | 40312 | 0.87 | 0.88
7314 | 21C30 | SOMERSET ARMORY | 210NG | KENTUCKY NATIONAL GUARD | ARGUARD | 15 Blackwater Road | United States | Kentucky | Pulaski | Somerset | 42501 | 0.87 | 0.88
182620 | 82387-12812 | S HIGHWAY SOMERSET | 82387 | JOINT RECRUITING PROGRAM | USACE | 3844 South Highway 27, Unit #1 | United States | Kentucky | Pulaski | Somerset | 42501 | 0.87 | 0.88
4346 | 21A63 | CAVE RUN AVIATION LTA | 210NG | KENTUCKY NATIONAL GUARD | ARGUARD | 150 University Boulevard | United States | Kentucky | Rowan | Morehead | 40351 | 0.87 | 0.88
4347 | 21A62 | CAVE RUN ENGINEER LTA | 210NG | KENTUCKY NATIONAL GUARD | ARGUARD | 150 University Boulevard | United States | Kentucky | Rowan | Morehead | 40351 | 0.87 | 0.88
6268 | 21B83 | MOREHEAD READINESS CENTER | 210NG | KENTUCKY NATIONAL GUARD | ARGUARD | 4911 Kentucky Highway 801 North | United States | Kentucky | Rowan | Morehead | 40351 | 0.87 | 0.88
7256 | 21C25 | SHELBYVILLE ARMORY | 210NG | KENTUCKY NATIONAL GUARD | ARGUARD | 50 Stonecrest Court | United States | Kentucky | Shelby | Shelbyville | 40065 | 0.87 | 0.88
191685 | 824300 | 212 APACHE DRIVE SHELBYVILLE | 70132 | INDEPENDENT DUTY HOUSING PROGRAM | USACE | 212 Apache Drive | United States | Kentucky | Shelby | Shelbyville | 40065 | 0.87 | 0.88
4301 | 21A45 | CAMPBELLSVILLE ARMORY | 210NG | KENTUCKY NATIONAL GUARD | ARGUARD | 1503 East Broadway Street | United States | Kentucky | Taylor | Campbellsville | 42718 | 0.87 | 0.88
191439 | 823094 | 2892 LONE VALLEY RD CAMPBELLSVILLE | 58357 |  | USACE | 2892 Lone Valley Road | United States | Kentucky | Taylor | Campbellsville | 42718 | 0.87 | 0.88
7315 | 2182A | SOMERSET USARC | 01530 | 81ST RRC - ALABAMA | ARRES | 2395 Richardson Street | United States | Kentucky | Unknown | Unknown | 42501 | 0.87 | 0.87
4112 | 21A30 | BOWLING GREEN RESERVE CENTER | 210NG | KENTUCKY NATIONAL GUARD | ARGUARD | 920 Morgantown Road | United States | Kentucky | Warren | Bowling Green | 42101 | 0.87 | 0.88
4111 | 21A35 | BOWLING GREEN FMS#10 | 210NG | KENTUCKY NATIONAL GUARD | ARGUARD | 719 Old Morgantown Road | United States | Kentucky | Warren | Bowling Green | 42102 | 0.87 | 0.88
184099 | 82387-11451 | CAMPBELL LN BOWLING GREEN | 82387 | JOINT RECRUITING PROGRAM | USACE | 1600 Campbell Lane, Suite 106 | United States | Kentucky | Warren | Bowling Green | 42104 | 0.87 | 0.88
7354 | 21C35 | SPRINGFIELD ARMORY | 210NG | KENTUCKY NATIONAL GUARD | ARGUARD | 2501 Lester Jones Avenue | United States | Kentucky | Washington | Springfield | 40069 | 0.87 | 0.88
6258 | 21B80 | MONTICELLO ARMORY | 210NG | KENTUCKY NATIONAL GUARD | ARGUARD | 1460 North Main Street | United States | Kentucky | Wayne | Monticello | 42633 | 0.87 | 0.88
4547 | 2117A | CORBIN USARC | 01530 | 81ST RRC - ALABAMA | ARRES | 1840 Cumberland Falls Highway | United States | Kentucky | Whitley | Corbin | 40701 | 0.87 | 0.88
184232 | 710343 | US HWY 25W CORBIN | 01530 | 81ST RRC - ALABAMA | ARRES | US Highway 25 West | United States | Kentucky | Whitley | Corbin | 40701 | 0.87 | 0.88
7916 | 21C50 | WILLIAMSBURG ARMORY | 210NG | KENTUCKY NATIONAL GUARD | ARGUARD | 1603 Armory Drive | United States | Kentucky | Whitley | Williamsburg | 40769 | 0.87 | 0.88
4599 | 22A70 | CROWLEY | 220NG | LOUISIANA NATIONAL GUARD | ARGUARD | 140 Standard Mill Road | United States | Louisiana | Acadia | Crowley | 70526 | 0.85 | 0.82
6587 | 22C35 | OAKDALE | 220NG | LOUISIANA NATIONAL GUARD | ARGUARD | 502 Hospital Drive | United States | Louisiana | Allen | Oakdale | 71463 | 0.85 | 0.82
188543 | 820379 | 5239 HEMINGWAY DRIVE DARROW | 70132 | INDEPENDENT DUTY HOUSING PROGRAM | USACE | 5239 Hemingway Drive | United States | Louisiana | Ascension | Darrow | 70725 | 0.85 | 0.82
5228 | 22B10 | GONZALES | 220NG | LOUISIANA NATIONAL GUARD | ARGUARD | 412 South Irma Boulevard | United States | Louisiana | Ascension | Gonzales | 70737 | 0.85 | 0.82
183450 | 82387-12334 | N AIRLINE HWY GONZALES | 82387 | JOINT RECRUITING PROGRAM | USACE | 1017 & 1033 North Airline Highway, Airline Plaza | United States | Louisiana | Ascension | Gonzales | 70737 | 0.85 | 0.82
6354 | 22B97 | NAPOLEONVILLE | 220NG | LOUISIANA NATIONAL GUARD | ARGUARD | 181 Highway 401 | United States | Louisiana | Assumption | Napoleonville | 70390 | 0.85 | 0.82
4181 | 22A52 | BUNKIE | 220NG | LOUISIANA NATIONAL GUARD | ARGUARD | 202 South Balsa Street | United States | Louisiana | Avoyelles | Bunkie | 71322 | 0.85 | 0.82
6083 | 22B85 | MARKSVILLE | 220NG | LOUISIANA NATIONAL GUARD | ARGUARD | 510 West Waddil Street | United States | Louisiana | Avoyelles | Marksville | 71351 | 0.85 | 0.82
4703 | 22A80 | DERIDDER | 220NG | LOUISIANA NATIONAL GUARD | ARGUARD | 560 Highway 3099 | United States | Louisiana | Beauregard | De Ridder | 70634 | 0.85 | 0.82
187637 | 82387-12454 | N PINE ST DERIDDER | 82387 | JOINT RECRUITING PROGRAM | USACE | 1018 North Pine Street, SuitesB, C, D, & E | United States | Louisiana | Beauregard | De Ridder | 70634 | 0.85 | 0.82
868 | N00206-LA | NMCB28 BARKSDALE AFB | N00206 | NAS JRB NEW ORLEANS LA | NAVACT | 5731 Range Road | United States | Louisiana | Bossier | Barksdale AFB | 71110 | 0.84 | 0.81
1432 | AWUN0001 | BARKSDALE ILS MIDDLE MARKER ANNEX SITE # 1 | AWUB | BARKSDALE AIR FORCE BASE | AFACT | 109 East Barksdale Boulevard (AWUN) | United States | Louisiana | Bossier | Barksdale AFB | 71110 | 0.84 | 0.81
1431 | AWUB0001 | BARKSDALE AIR FORCE BASE SITE # 1 | AWUB | BARKSDALE AIR FORCE BASE | AFACT | 109 East Barksdale Boulevard | United States | Louisiana | Bossier | Barksdale AFB | 71111 | 0.84 | 0.81
4104 | AWUB0003 | BARKSDALE AIR FORCE BASE SITE # 3 | AWUB | BARKSDALE AIR FORCE BASE | AFACT | 5239 Hemingway Drive | United States | Louisiana | Bossier | Barksdale AFB | 71111 | 0.84 | 0.81
324 | N00206-BC | NOSC-MCRC SHREVEPORT | N00206 | NAS JRB NEW ORLEANS LA | NAVACT | 1400 Swan Lake Road | United States | Louisiana | Bossier | Bossier City | 71111 | 0.82 | 0.79
4103 | 22A45 | BOSSIER CITY | 220NG | LOUISIANA NATIONAL GUARD | ARGUARD | 4156 Military Drive | United States | Louisiana | Bossier | Bossier City | 71111 | 0.82 | 0.79
187931 | 810061 | 6008 PAMPUS LANE BOSSIER CITY | 70132 | INDEPENDENT DUTY HOUSING PROGRAM | USACE | 6008 Pampus Lane | United States | Louisiana | Bossier | Bossier City | 71111 | 0.82 | 0.79
189304 | 22156 | BOSSIER CITY USARC | 01530 | 81ST RRC - ALABAMA | ARRES |  | United States | Louisiana | Bossier | Bossier City | 71111 | 0.82 | 0.79
191809 | 22A46 | STR FNT RECRUITING BOSSIER CITY | 220NG | LOUISIANA NATIONAL GUARD | ARGUARD |  | United States | Louisiana | Bossier | Bossier City | 71111 | 0.82 | 0.79
184791 | 82387-11380 | BENTON RD BOSSIER CITY | 82387 | JOINT RECRUITING PROGRAM | USACE | 2285 Benton Road, Suite B-200 | United States | Louisiana | Bossier | Bossier City | 71111 | 0.82 | 0.79
184792 | 82387-12588 | OLD MINDEN RD BOSSIER CITY | 82387 | JOINT RECRUITING PROGRAM | USACE | 1700 Old Minden Road, Suites 139 & 188 | United States | Louisiana | Bossier | Bossier City | 71111 | 0.82 | 0.79
184266 | 82387-10815 | 401 EDWARDS STREET SHREVEPORT | 82387 | JOINT RECRUITING PROGRAM | USACE | 401 Edwards Street, Louisiana Towers | United States | Louisiana | Bossier | Shreveport | 71101 | 0.82 | 0.79
7274 | 22946 | SHREVEPORT USARC | 01530 | 81ST RRC - ALABAMA | ARRES | 1554 Airport Drive | United States | Louisiana | Bossier | Shreveport | 71107 | 0.82 | 0.79
7273 | 22C70 | SHREVEPORT | 220NG | LOUISIANA NATIONAL GUARD | ARGUARD | 400 East Stoner Avenue | United States | Louisiana | Caddo | Shreveport | 71101 | 0.82 | 0.79
191416 | 823957 | 300 FANNIN STREET SHREVEPORT | 82387 | JOINT RECRUITING PROGRAM | USACE | 300 Fannin Street | United States | Louisiana | Caddo | Shreveport | 71101 | 0.82 | 0.79
189648 | 821645 | 910 PIERREMONT ROAD SHREVEPORT | 82387 | JOINT RECRUITING PROGRAM | USACE | 910 Pierremont Road | United States | Louisiana | Caddo | Shreveport | 71106 | 0.82 | 0.79
184267 | 05250-10007 | 5103 HOLLYWOOD AVE SHREVEPORT | 01530 | 81ST RRC - ALABAMA | ARRES | 5103 Hollywood Avenue, Suite 300 | United States | Louisiana | Caddo | Shreveport | 71109 | 0.82 | 0.79
191512 | 824004 | 530 N PLAQUEMINE DRIVE SHREVEPORT | 70132 | INDEPENDENT DUTY HOUSING PROGRAM | USACE | 530 North Plaquemine Drive | United States | Louisiana | Caddo | Shreveport | 71115 | 0.82 | 0.79
184264 | 711265 | 2715 ALKAY DRIVE SHREVEPORT | 66155 |  | USACE | 2715 Alkay Drive | United States | Louisiana | Caddo | Shreveport | 71118 | 0.82 | 0.79
189539 | 82387-12229 | MANSFIELD RD SHREVEPORT | 82387 | JOINT RECRUITING PROGRAM | USACE | 9036 Mansfield Road, Village Center | United States | Louisiana | Caddo | Shreveport | 71118 | 0.82 | 0.79
4702 | 22A75 | DEQUINCY | 220NG | LOUISIANA NATIONAL GUARD | ARGUARD | 101 South Overton Street | United States | Louisiana | Calcasieu | De Quincy | 70633 | 0.85 | 0.82
4322 | 22855 | CARL J SHELTER USARC | 01530 | 81ST RRC - ALABAMA | ARRES | 2300 10th Street | United States | Louisiana | Calcasieu | Lake Charles | 70601 | 0.85 | 0.82
5780 | 22B60 | LAKE CHARLES | 220NG | LOUISIANA NATIONAL GUARD | ARGUARD | 1111 1st Avenue | United States | Louisiana | Calcasieu | Lake Charles | 70601 | 0.85 | 0.82
169931 | 22603 | LAKE CHARLES COUNTRY CLUB ROAD | 220NG | LOUISIANA NATIONAL GUARD | ARGUARD | 2111 Country Club Road | United States | Louisiana | Calcasieu | Lake Charles | 70601 | 0.85 | 0.82
182334 | 710894 | 2708 RYAN LAKE CHARLES | 82387 | JOINT RECRUITING PROGRAM | USACE | 2708 Ryan Street, Suites A, B, C, & D | United States | Louisiana | Calcasieu | Lake Charles | 70601 | 0.85 | 0.82
191061 | 22B65 | LAKE CHARLES STOREFRONT RECRUITING | 220NG | LOUISIANA NATIONAL GUARD | ARGUARD |  | United States | Louisiana | Calcasieu | Lake Charles | 70601 | 0.85 | 0.82
190799 | 22B64 | LAKE CHARLES AIRPORT | 220NG | LOUISIANA NATIONAL GUARD | ARGUARD |  | United States | Louisiana | Calcasieu | Lake Charles | 70615 | 0.85 | 0.82
4440 | 22A57 | CLARKS | 220NG | LOUISIANA NATIONAL GUARD | ARGUARD | 1710 Highway 845 | United States | Louisiana | Caldwell | Clarks | 71415 | 0.85 | 0.82
5657 | 22B50 | JONESVILLE | 220NG | LOUISIANA NATIONAL GUARD | ARGUARD | 610 Dorothy Drive | United States | Louisiana | Catahoula | Jonesville | 71343 | 0.85 | 0.82
7721 | 22C95 | VIDALIA | 220NG | LOUISIANA NATIONAL GUARD | ARGUARD | 1022 Vocational Drive | United States | Louisiana | Concordia | Vidalia | 71373 | 0.85 | 0.82
3910 | 22A20 | BAKER | 220NG | LOUISIANA NATIONAL GUARD | ARGUARD | 2900 South Magnolia Drive | United States | Louisiana | East Baton Rouge | Baker | 70714 | 0.85 | 0.82
5870 | 22815 | LEONARD C SAURAGE USARC | 01530 | 81ST RRC - ALABAMA | ARRES | 1735 Foss Street | United States | Louisiana | East Baton Rouge | Baton Rouge | 70802 | 0.85 | 0.82
325 | N00206-BR | NOSC-MCRC BATON ROUGE | N00206 | NAS JRB NEW ORLEANS LA | NAVACT | 8410 General Chennault Drive | United States | Louisiana | East Baton Rouge | Baton Rouge | 70807 | 0.85 | 0.82
6103 | 22816 | MARVIN J ROBERTS USARC | 01530 | 81ST RRC - ALABAMA | ARRES | 8453 Veterans Memorial Boulevard | United States | Louisiana | East Baton Rouge | Baton Rouge | 70807 | 0.85 | 0.82
188499 | 820499 | 257 LEE DRIVE BATON ROUGE | 82387 | JOINT RECRUITING PROGRAM | USACE | 257 Lee Drive | United States | Louisiana | East Baton Rouge | Baton Rouge | 70808 | 0.85 | 0.82
191719 | 824264 | 775 DENTATION DRIVE BATON ROUGE | 70132 | INDEPENDENT DUTY HOUSING PROGRAM | USACE | 775 Dentation Drive | United States | Louisiana | East Baton Rouge | Baton Rouge | 70808 | 0.85 | 0.82
183419 | 82387-10989 | 5555 HILTON AVENUE BATON ROUGE | 82387 | JOINT RECRUITING PROGRAM | USACE | 5555 Hilton Avenue, Suites 102 & 202 | United States | Louisiana | East Baton Rouge | Baton Rouge | 70808 | 0.85 | 0.82
183416 | 82387-12068 | JEFFERSON HWY BATON ROUGE | 82387 | JOINT RECRUITING PROGRAM | USACE | 7970 Jefferson Highway, Jefferson Village Shopping Center Suite I | United States | Louisiana | East Baton Rouge | Baton Rouge | 70809 | 0.85 | 0.82
183417 | 82387-12954 | SIEGEN LN BATON ROUGE | 82387 | JOINT RECRUITING PROGRAM | USACE | 6725 Siegen Lane, Suites I & J | United States | Louisiana | East Baton Rouge | Baton Rouge | 70809 | 0.85 | 0.82
183418 | 82387-10038 | 10101 PARK ROWE AVENUE BATON ROUGE | 82387 | JOINT RECRUITING PROGRAM | USACE | 10101 Park Rowe Avenue, Neuromedical Center | United States | Louisiana | East Baton Rouge | Baton Rouge | 70810 | 0.85 | 0.82
188580 | 22A32 | BATON ROUGE LSU SOUTH CAMPUS | 220NG | LOUISIANA NATIONAL GUARD | ARGUARD |  | United States | Louisiana | East Baton Rouge | Baton Rouge | 70810 | 0.85 | 0.82
190455 | 822984 | 10000 PERKINS ROWE BATON ROUGE | 82387 | JOINT RECRUITING PROGRAM | USACE | 10000 Perkins Rowe | United States | Louisiana | East Baton Rouge | Baton Rouge | 70810 | 0.85 | 0.82
191539 | N00206-SU | NROTC SOUTHERN UNIV | N00206 | NAS JRB NEW ORLEANS LA | NAVACT |  | United States | Louisiana | East Baton Rouge | Baton Rouge | 70813 | 0.85 | 0.82
185685 | 82387-11555 | CORTANA PL BATON ROUGE | 82387 | JOINT RECRUITING PROGRAM | USACE | 9401 Cortana Place, Cortana Mall | United States | Louisiana | East Baton Rouge | Baton Rouge | 70815 | 0.85 | 0.82
190262 | 822251 | 10330 AIRLINE HIGHWAY BATON ROUGE | 82387 | JOINT RECRUITING PROGRAM | USACE | 10330 Airline Highway | United States | Louisiana | East Baton Rouge | Baton Rouge | 70816 | 0.85 | 0.82
7723 | 22D00 | VILLE PLATTE | 220NG | LOUISIANA NATIONAL GUARD | ARGUARD | 1514 Emerson Street | United States | Louisiana | Evangeline | Ville Platte | 70586 | 0.85 | 0.82
7944 | 22D20 | WINNSBORO | 220NG | LOUISIANA NATIONAL GUARD | ARGUARD | 22 George Harris Sr. Boulevard | United States | Louisiana | Franklin | Winnsboro | 71295 | 0.85 | 0.82
4496 | 22A55 | COLFAX | 220NG | LOUISIANA NATIONAL GUARD | ARGUARD | 457 Richardson Drive | United States | Louisiana | Grant | Colfax | 71417 | 0.85 | 0.82
5606 | 22B30 | JEANERETTE | 220NG | LOUISIANA NATIONAL GUARD | ARGUARD | 291 Martin Luther King Drive | United States | Louisiana | Iberia | Jeanerette | 70544 | 0.85 | 0.82
6399 | 22C05 | NEW IBERIA | 220NG | LOUISIANA NATIONAL GUARD | ARGUARD | 700 Parkview Drive | United States | Louisiana | Iberia | New Iberia | 70560 | 0.85 | 0.82
183297 | 82387-11306 | ADM DOYLE DR NEW IBERIA | 82387 | JOINT RECRUITING PROGRAM | USACE | 1102 East Admiral Doyle Drive, Suite 17 | United States | Louisiana | Iberia | New Iberia | 70560 | 0.85 | 0.82
4340 | 22A53 | CARVILLE GILLIS LONG CENTER | 220NG | LOUISIANA NATIONAL GUARD | ARGUARD | 5445 Point Claire Road | United States | Louisiana | Iberville | Carville | 70721 | 0.85 | 0.82
6820 | 22C60 | PLAQUEMINE | 220NG | LOUISIANA NATIONAL GUARD | ARGUARD | 1400 Railroad Avenue | United States | Louisiana | Iberville | Plaquemine | 70764 | 0.85 | 0.82
5655 | 22B45 | JONESBORO | 220NG | LOUISIANA NATIONAL GUARD | ARGUARD | 520 East Main Street | United States | Louisiana | Jackson | Jonesboro | 71251 | 0.85 | 0.82
183293 | 82387-12118 | LAPALCO BLVD GRETNA | 82387 | JOINT RECRUITING PROGRAM | USACE | 113 Lapalco Boulevard, Beau Village Center | United States | Louisiana | Jefferson | Gretna | 70056 | 0.88 | 0.85
6088 | 22B86 | MARRERO | 220NG | LOUISIANA NATIONAL GUARD | ARGUARD | 1855 Ames Boulevard | United States | Louisiana | Jefferson | Marrero | 70072 | 0.88 | 0.85
185733 | 82387-11365 | BARATARIA BLVD MARRERO | 82387 | JOINT RECRUITING PROGRAM | USACE | 1985 Barataria Boulevard, Suites A & B | United States | Louisiana | Jefferson | Marrero | 70072 | 0.88 | 0.85
170823 | 22B93 | STORE FRONT RECRUITING METAIRIE | 220NG | LOUISIANA NATIONAL GUARD | ARGUARD |  | United States | Louisiana | Jefferson | Metairie | 70001 | 0.88 | 0.85
182564 | 82387-11911 | GALLERIA BLVD METAIRIE | 82387 | JOINT RECRUITING PROGRAM | USACE | 1 Galleeria Boulevard, First Bank Center Room #1920 | United States | Louisiana | Jefferson | Metairie | 70001 | 0.88 | 0.85
182566 | 82387-13157 | VETERANS MEM BLVD METAIRIE | 82387 | JOINT RECRUITING PROGRAM | USACE | 2800 Veterans Memorial Boulevard, Suite 130 | United States | Louisiana | Jefferson | Metairie | 70002 | 0.88 | 0.85
188318 | 820195 | 3900 N. CAUSEWAY BLVD. METAIRIE | 82387 | JOINT RECRUITING PROGRAM | USACE | 3900 North Causway Boulevard | United States | Louisiana | Jefferson | Metairie | 70002 | 0.88 | 0.85
182565 | 82387-13158 | VETERANS MEM BLVD METAIRIE 1 | 82387 | JOINT RECRUITING PROGRAM | USACE | 8814 Veterans Memorial Boulevard | United States | Louisiana | Jefferson | Metairie | 70003 | 0.88 | 0.85
5622 | 22B40 | JENNINGS | 220NG | LOUISIANA NATIONAL GUARD | ARGUARD | 108 North Cary Avenue | United States | Louisiana | Jefferson Davis | Jennings | 70546 | 0.85 | 0.82
5619 | 22B35 | JENA ARMORY | 220NG | LOUISIANA NATIONAL GUARD | ARGUARD | 210 Armory Road | United States | Louisiana | La Salle | Jena | 71342 | 0.85 | 0.82
190748 | 823055 | 208 AUNDRIA DRIVE LAFAYETTE | 70132 | INDEPENDENT DUTY HOUSING PROGRAM | USACE | 208 Aundria Drive | United States | Louisiana | Lafayette | Lafayette | 70503 | 0.85 | 0.82
191650 | 824255 | 5405 JOHNSTON STREET LAFAYETTE | 82387 | JOINT RECRUITING PROGRAM | USACE | 5405 Johnston Street | United States | Louisiana | Lafayette | Lafayette | 70503 | 0.85 | 0.82
189877 | 821971 | 129 OAKBEND DRIVE LAFAYETTE | 70132 | INDEPENDENT DUTY HOUSING PROGRAM | USACE | 129 Oakbend Drive | United States | Louisiana | Lafayette | Lafayette | 70506 | 0.85 | 0.82
185851 | 82387-13224 | W CONGRESS LAFAYETTE | 82387 | JOINT RECRUITING PROGRAM | USACE | 2429 West Congress Street | United States | Louisiana | Lafayette | Lafayette | 70506 | 0.85 | 0.82
189099 | 821038 | 407 SUMMERFEST DRIVE LAFAYETTE | 70132 | INDEPENDENT DUTY HOUSING PROGRAM | USACE | 407 Summerfest Drive | United States | Louisiana | Lafayette | Lafayette | 70507 | 0.85 | 0.82
124 | M68479-0023 | LAFAYETTE LA MCRC | M68479 | HDQTRS 4TH MARDIV NEW ORLEANS | MCRES | 1710 Surrey Street | United States | Louisiana | Lafayette | Lafayette | 70508 | 0.85 | 0.82
5775 | 22B55 | LAFAYETTE | 220NG | LOUISIANA NATIONAL GUARD | ARGUARD | 1806 Surrey Street | United States | Louisiana | Lafayette | Lafayette | 70508 | 0.85 | 0.82
5776 | 22850 | LAFAYETTE USARC | 01530 | 81ST RRC - ALABAMA | ARRES | 1640 Surrey Street | United States | Louisiana | Lafayette | Lafayette | 70508 | 0.85 | 0.82
189680 | 821799 | 229 LEPINAY ROAD LAFAYETTE | 70132 | INDEPENDENT DUTY HOUSING PROGRAM | USACE | 229 Lepinay Road | United States | Louisiana | Lafayette | Lafayette | 70508 | 0.85 | 0.82
191111 | 823705 | 101 LA RUE FRANCE LAFAYETTE | 82387 | INDEPENDENT DUTY HOUSING PROGRAM | USACE | 101 La Rue France | United States | Louisiana | Lafayette | Lafayette | 70508 | 0.85 | 0.82
7536 | 22C90 | THIBODAUX | 220NG | LOUISIANA NATIONAL GUARD | ARGUARD | 250 Emil Street | United States | Louisiana | Lafourche | Thibodaux | 70301 | 0.85 | 0.82
7098 | 22C67 | RUSTON | 220NG | LOUISIANA NATIONAL GUARD | ARGUARD | 3102 McDonald Avenue | United States | Louisiana | Lincoln | Ruston | 71270 | 0.85 | 0.82
185079 | 82387-13211 | W CALIFORNIA ST RUSTON | 82387 | JOINT RECRUITING PROGRAM | USACE | 300 West California Avenue | United States | Louisiana | Lincoln | Ruston | 71270 | 0.85 | 0.82
185080 | 82387-11542 | COOKTOWN RD RUSTON | 82387 | JOINT RECRUITING PROGRAM | USACE | 1111 Cooktown Road | United States | Louisiana | Lincoln | Ruston | 71273 | 0.85 | 0.82
185901 | 22A73 | STRORE FRONT RECRUITING DENHAM SPRINGS | 220NG | LOUISIANA NATIONAL GUARD | ARGUARD |  | United States | Louisiana | Livingston | Denham Springs | 70726 | 0.85 | 0.82
187955 | 810062 | 9114 WILLOW POINT DRIVE DENHAM SPRINGS | 70132 | INDEPENDENT DUTY HOUSING PROGRAM | USACE | 9114 Willow Point Drive | United States | Louisiana | Livingston | Denham Springs | 70726 | 0.85 | 0.82
188067 | 810135 | 7755 MAGNOLIA BEACH RD DENHAM SPRINGS | 82387 | JOINT RECRUITING PROGRAM | USACE | 7755 Magnolia Beach Road | United States | Louisiana | Livingston | Denham Springs | 70726 | 0.85 | 0.82
190593 | 822525 | 12293 FALCON CREST AVENUE DENHAM SPRINGS | 70132 | INDEPENDENT DUTY HOUSING PROGRAM | USACE | 12293 Falcon Crest Avenue | United States | Louisiana | Livingston | Denham Springs | 70726 | 0.85 | 0.82
3941 | 22A25 | BASTROP | 220NG | LOUISIANA NATIONAL GUARD | ARGUARD | 6290 Airport Road | United States | Louisiana | Morehouse | Bastrop | 71220 | 0.85 | 0.82
6360 | 22C00 | NATCHITOCHES | 220NG | LOUISIANA NATIONAL GUARD | ARGUARD | 500 Fairgrounds Road | United States | Louisiana | Natchitoches | Natchitoches | 71457 | 0.85 | 0.82
184240 | 82387-12070 | JEFFERSON ST NATCHITOCHES | 82387 | JOINT RECRUITING PROGRAM | USACE | 101 Jefferson Street, J.L. Ackel Building | United States | Louisiana | Natchitoches | Natchitoches | 71457 | 0.85 | 0.82
188448 | 820517 | 1010 COMMON STREET NEW ORLEANS | 82387 | JOINT RECRUITING PROGRAM | USACE | 1010 Common Street | United States | Louisiana | Orleans | New Orleans | 70112 | 0.88 | 0.85
185759 | 18081-10179 | 600 SOUTH STREET NEW ORLEANS | 18081 | ARMY MISSION SUPPORT | USACE | 600 South Street | United States | Louisiana | Orleans | New Orleans | 70112 | 0.88 | 0.85
190124 | M67861-0005 | MFR QTRS A HOUSING | M67861 | MCRS WILMINGTON | MCRES |  | United States | Louisiana | Orleans | New Orleans | 70114 | 0.88 | 0.85
5577 | 22C25 | JACKSON BKS | 44502 |  | ARGUARD | 100 Airport Service Road | United States | Louisiana | Orleans | New Orleans | 70117 | 0.88 | 0.85
191538 | N00206-TU | NROTC TULANE UNIV | N00206 | NAS JRB NEW ORLEANS LA | NAVACT |  | United States | Louisiana | Orleans | New Orleans | 70118 | 0.9 | 0.87
183311 | 82387-11510 | CITY PARK AVE NEW ORLEANS | 82387 | JOINT RECRUITING PROGRAM | USACE | 514 City Park Avenue, Suite A | United States | Louisiana | Orleans | New Orleans | 70119 | 0.88 | 0.85
6404 | 22C20 | NEW ORLEANS | 220NG | LOUISIANA NATIONAL GUARD | ARGUARD |  | United States | Louisiana | Orleans | New Orleans | 70126 | 0.88 | 0.85
188545 | 820419 | 5741 CROWDER BLVD NEW ORLEANS | 82387 | JOINT RECRUITING PROGRAM | USACE | 5741 Crowder Boulevard | United States | Louisiana | Orleans | New Orleans | 70127 | 0.88 | 0.85
190127 | N00206-WB | WEST BANK | N00206 | NAS JRB NEW ORLEANS LA | NAVACT |  | United States | Louisiana | Orleans | New Orleans | 70141 | 0.9 | 0.87
170760 | N00206-SN | SPAWAR NEW ORLEANS | N00206 | NAS JRB NEW ORLEANS LA | NAVACT |  | United States | Louisiana | Orleans | New Orleans | 70145 | 0.9 | 0.87
5565 | 22835 | J DIAMOND USARC | 01530 | 81ST RRC - ALABAMA | ARRES | 5030 Leroy Johnson Drive | United States | Louisiana | Orleans | New Orleans | 70146 | 0.88 | 0.85
6368 | 2264B | NAVAL SUPPORT ACTIVITY | 01530 | 81ST RRC - ALABAMA | ARRES | 4400 Dauphine Street, Building 6012 A | United States | Louisiana | Orleans | New Orleans | 70146 | 0.88 | 0.85
9511 | M68479-0001 | NEW ORLEANS | M68479 | HDQTRS 4TH MARDIV NEW ORLEANS | MCACT | 4400 Dauphine Street | United States | Louisiana | Orleans | New Orleans | 70146 | 0.9 | 0.87
190123 | M67861-0004 | MARFORRES HQTRS | M67861 | MCRS WILMINGTON | MCRES |  | United States | Louisiana | Orleans | New Orleans | 70146 | 0.88 | 0.85
190154 | N00206-EB | EAST BANK | N00206 | NAS JRB NEW ORLEANS LA | NAVACT | 4400 Dauphine Street | United States | Louisiana | Orleans | New Orleans | 70146 | 0.9 | 0.87
183310 | 711264 | 440 DAUPHINE STREET NEW ORLEANS | 18081 | ARMY MISSION SUPPORT | USACE | 440 Dauphine Street | United States | Louisiana | Orleans | New Orleans | 70146 | 0.88 | 0.85
2389 | LSBC0001 | JACKSON BARRACKS ANG STATION SITE # 1 | RQLH | NAS JOINT RESERVE BASE, NOLA | AFGUARD | 6400 Saint Claude Avenue | United States | Louisiana | Orleans | Unknown | 70146 | 0.9 | 0.87
190573 | 822938 | 97 SCENIC DRIVE MONROE | 70132 | INDEPENDENT DUTY HOUSING PROGRAM | USACE | 97 Scenic Drive | United States | Louisiana | Ouachita | Monroe | 71201 | 0.85 | 0.82
190755 | 823054 | 2804 BREVILLE STREET MONROE | 70132 | INDEPENDENT DUTY HOUSING PROGRAM | USACE | 2804 Breville Street | United States | Louisiana | Ouachita | Monroe | 71201 | 0.85 | 0.82
184142 | 82387-12156 | LOUISVILLE AVE MONROE | 82387 | JOINT RECRUITING PROGRAM | USACE | 2820 Louisville Avenue, Suites 105, 110, & 114 | United States | Louisiana | Ouachita | Monroe | 71201 | 0.85 | 0.82
185789 | 82387-12023 | HUDSON LN MONROE | 82387 | JOINT RECRUITING PROGRAM | USACE | 1401 Huddson Lane, Cross Keys Bank Building Room #203 | United States | Louisiana | Ouachita | Monroe | 71201 | 0.85 | 0.82
6244 | 22885 | MONROE USARC | 01530 | 81ST RRC - ALABAMA | ARRES | 5101 Squadron Road | United States | Louisiana | Ouachita | Monroe | 71203 | 0.85 | 0.82
190390 | 822733 | 5404 BON AIRE DRIVE MONROE | 70132 | INDEPENDENT DUTY HOUSING PROGRAM | USACE | 5404 Bon Aire Drive | United States | Louisiana | Ouachita | Monroe | 71203 | 0.85 | 0.82
6239 | 22B95 | MONROE | 220NG | LOUISIANA NATIONAL GUARD | ARGUARD | 5000 Central Avenue | United States | Louisiana | Ouachita | Monroe | 71210 | 0.85 | 0.82
7852 | 22D10 | WEST MONROE | 220NG | LOUISIANA NATIONAL GUARD | ARGUARD | 3193 Gun Club Road | United States | Louisiana | Ouachita | West Monroe | 71291 | 0.85 | 0.82
188538 | 820392 | 465 LAKEWOOD LOOP DRIVE WEST MONROE | 70132 | INDEPENDENT DUTY HOUSING PROGRAM | USACE | 465 Lakewood Loop Drive | United States | Louisiana | Ouachita | West Monroe | 71291 | 0.85 | 0.82
191140 | 823766 | 170 BYRD ROAD WEST MONROE | 70132 | INDEPENDENT DUTY HOUSING PROGRAM | USACE | 170 Byrd Road West | United States | Louisiana | Ouachita | West Monroe | 71292 | 0.85 | 0.82
190868 | 822088 | 400 RUSSELL AVENUE BELLE CHASSE | 82387 | JOINT RECRUITING PROGRAM | USACE | 400 Russell Avenue | United States | Louisiana | Plaquemines | Belle Chasse | 70037 | 0.9 | 0.87
141 | N00206 | NAS JRB NEW ORLEANS LA | N00206 | NAS JRB NEW ORLEANS LA | NAVACT | 400 Russell Avenue | United States | Louisiana | Plaquemines | Belle Chasse | 70143 | 0.9 | 0.87
3064 | RQLH0001 | NAS JOINT RESERVE BASE, NOLA SITE # 1 | RQLH | NAS JOINT RESERVE BASE, NOLA | AFGUARD | 400 Russell Avenue | United States | Louisiana | Plaquemines | Unknown | 70143 | 0.9 | 0.87
6407 | 22C30 | NEW ROADS | 220NG | LOUISIANA NATIONAL GUARD | ARGUARD | 303 Park Avenue | United States | Louisiana | Pointe Coupee | New Roads | 70760 | 0.85 | 0.82
3746 | 22A10 | ALEXANDRIA | 220NG | LOUISIANA NATIONAL GUARD | ARGUARD | 5500 Coliseum Boulevard | United States | Louisiana | Rapides | Alexandria | 71301 | 0.85 | 0.82
4872 | 22712 | ENGLAND AUTHORITY | 22725 | FORT POLK | ARACT |  | United States | Louisiana | Rapides | Alexandria | 71303 | 0.85 | 0.82
184336 | 82387-12062 | JACKSON ST ALEXANDRIA | 82387 | JOINT RECRUITING PROGRAM | USACE | 5615-E Jackson Street | United States | Louisiana | Rapides | Alexandria | 71303 | 0.85 | 0.82
184337 | 711048 | 1020 MACARTHUR ALEXANDRIA | 82387 | JOINT RECRUITING PROGRAM | USACE | 1020 MacArthur Drive | United States | Louisiana | Rapides | Alexandria | 71303 | 0.85 | 0.82
184338 | 18081-10069 | 1611 ARNOLD DR ALEXANDRIA | 18081 | ARMY MISSION SUPPORT | USACE | 1611 Arnold Drive | United States | Louisiana | Rapides | Alexandria | 71303 | 0.85 | 0.82
185895 | 22A13 | STR FNT RECRUITING ALEXANDRIA | 220NG | LOUISIANA NATIONAL GUARD | ARGUARD |  | United States | Louisiana | Rapides | Alexandria | 71303 | 0.85 | 0.82
4242 | 22A23 | CAMP COOK | 220NG | LOUISIANA NATIONAL GUARD | ARGUARD | 5912 Monroe Highway | United States | Louisiana | Rapides | Ball | 71405 | 0.85 | 0.82
1546 | CYQY0001 | CAMP BEAUREGARD TRAINING SITE SITE # 1 | RQLH | NAS JOINT RESERVE BASE, NOLA | AFGUARD | 556 9th Street | United States | Louisiana | Rapides | Camp Beauregard | 71359 | 0.85 | 0.82
1621 | ERNM0001 | CLAIBORNE AIR FORCE RANGE SITE # 1 | AWUB | BARKSDALE AIR FORCE BASE | AFRES | 240 East Woodworth Road | United States | Louisiana | Rapides | Forest Hill | 71485 | 0.85 | 0.82
3965 | 22C55 | BEAUREGARD TRAINING RANGE | 44502 |  | ARGUARD | 5101 Brushy Road | United States | Louisiana | Rapides | Pineville | 71360 | 0.85 | 0.82
4350 | 22C53 | CB BILL BOARD SIGN PINEVILLE | 220NG | LOUISIANA NATIONAL GUARD | ARGUARD | 7865 Elser Field Road | United States | Louisiana | Rapides | Pineville | 71360 | 0.85 | 0.82
4883 | 22A87 | ESLER FIELD | 220NG | LOUISIANA NATIONAL GUARD | ARGUARD | 7625 Esler Field Road | United States | Louisiana | Rapides | Pineville | 71360 | 0.85 | 0.82
7302 | 22C50 | CAMP BEAUREGARD | 22C50 | CAMP BEAUREGARD | ARGUARD | 1410 Hazelwood Drive | United States | Louisiana | Rapides | Pineville | 71360 | 0.85 | 0.82
190286 | 822599 | 147 WILDWOOD DRIVE PINEVILLE | 70132 | INDEPENDENT DUTY HOUSING PROGRAM | USACE | 147 Wildwood Drive | United States | Louisiana | Rapides | Pineville | 71360 | 0.85 | 0.82
1825 | GAMN0001 | ENGLAND INDUSTRIAL AIRPARK SITE # 1 | RQLH | NAS JOINT RESERVE BASE, NOLA | AFGUARD | 1403 Floyd Rogers Boulevard | United States | Louisiana | Rapides | Unknown | 71301 | 0.85 | 0.82
4569 | 22A60 | COUSHATTA | 220NG | LOUISIANA NATIONAL GUARD | ARGUARD | 510 Wilkerson Drive | United States | Louisiana | Red River | Coushatta | 71019 | 0.85 | 0.82
4691 | 22A72 | DELHI | 220NG | LOUISIANA NATIONAL GUARD | ARGUARD | 742 Ohio Street | United States | Louisiana | Richland | Delhi | 71232 | 0.85 | 0.82
6980 | 22C65 | RESERVE | 220NG | LOUISIANA NATIONAL GUARD | ARGUARD | 177 Airport Road | United States | Louisiana | St. John the Baptist | Reserve | 70084 | 0.85 | 0.82
6640 | 22C45 | OPELOUSAS | 220NG | LOUISIANA NATIONAL GUARD | ARGUARD | 1017 Highway 749 | United States | Louisiana | St. Landry | Opelousas | 70570 | 0.85 | 0.82
170825 | 22C43 | STORE FRONT RECRUITING OPELOUSAS | 220NG | LOUISIANA NATIONAL GUARD | ARGUARD |  | United States | Louisiana | St. Landry | Opelousas | 70570 | 0.85 | 0.82
185481 | 82387-12045 | I-49 N SVC RD OPELOUSAS | 82387 | JOINT RECRUITING PROGRAM | USACE | 5620 I-49 North Service Road, Suites 6A-6D | United States | Louisiana | St. Landry | Opelousas | 70570 | 0.85 | 0.82
4128 | 22A50 | BREAUX BRIDGE | 220NG | LOUISIANA NATIONAL GUARD | ARGUARD | 601 West Bridge Street | United States | Louisiana | St. Martin | Breaux Bridge | 70517 | 0.85 | 0.82
7396 | 22C80 | ST MARTINVILLE | 220NG | LOUISIANA NATIONAL GUARD | ARGUARD | 109 & 113 East S Street | United States | Louisiana | St. Martin | St. Martinville | 70582 | 0.85 | 0.82
5079 | 22A95 | FRANKLIN | 220NG | LOUISIANA NATIONAL GUARD | ARGUARD | 1541 Cynthia Street | United States | Louisiana | St. Mary | Franklin | 70538 | 0.85 | 0.82
4571 | 22A65 | COVINGTON | 220NG | LOUISIANA NATIONAL GUARD | ARGUARD | 1308 North Columbia Street | United States | Louisiana | St. Tammany | Covington | 70433 | 0.85 | 0.82
189470 | 821608 | 280 VINTAGE DRIVE COVINGTON | 70132 | INDEPENDENT DUTY HOUSING PROGRAM | USACE | 280 Vintage Drive | United States | Louisiana | St. Tammany | Covington | 70433 | 0.85 | 0.82
190627 | 822794 | 27434 ZELDA DRIVE LA COMBE | 70132 | INDEPENDENT DUTY HOUSING PROGRAM | USACE | 27434 Zelda Drive | United States | Louisiana | St. Tammany | La Combe | 70445 | 0.85 | 0.82
189720 | 821863 | 100 SANDRA LEE DRIVE MANDEVILLE | 70132 | INDEPENDENT DUTY HOUSING PROGRAM | USACE | 27434 Zelda Drive | United States | Louisiana | St. Tammany | Mandeville | 70448 | 0.85 | 0.82
188477 | 820516 | 1665 DOVE PARK ROAD MANDEVILLE | 82387 | JOINT RECRUITING PROGRAM | USACE | 1665 Dove Park Road | United States | Louisiana | St. Tammany | Mandeville | 70471 | 0.85 | 0.82
191304 | 823442 | 1321 AND 1333 ENGLEWOOD DRIVE SLIDELL | 82387 | JOINT RECRUITING PROGRAM | USACE | 1321 and 1333 Englewood Drive | United States | Louisiana | St. Tammany | Slidell | 70458 | 0.85 | 0.82
4292 | 22C75 | CAMP VILLERE | 220NG | LOUISIANA NATIONAL GUARD | ARGUARD | 34845 Grantham College Drive | United States | Louisiana | St. Tammany | Slidell | 70460 | 0.85 | 0.82
191173 | 823707 | 381 GAUSE BOULEVARD WEST SLIDELL | 82387 | JOINT RECRUITING PROGRAM | USACE | 381 Gause Boulevard West | United States | Louisiana | St. Tammany | Slidell | 70460 | 0.85 | 0.82
5336 | 22B17 | HAMMOND AIRPORT | 220NG | LOUISIANA NATIONAL GUARD | ARGUARD | 1399 Industrial Park Drive | United States | Louisiana | Tangipahoa | Hammond | 70401 | 0.85 | 0.82
170822 | 22B13 | STORE FRONT RECRUITING HAMMOND | 220NG | LOUISIANA NATIONAL GUARD | ARGUARD |  | United States | Louisiana | Tangipahoa | Hammond | 70401 | 0.85 | 0.82
188007 | 810136 | 14282 UNIVERSITY AVE HAMMOND | 82387 | JOINT RECRUITING PROGRAM | USACE | 14282 University Avenue | United States | Louisiana | Tangipahoa | Hammond | 70401 | 0.85 | 0.82
188470 | 820540 | 14189 UNIVERSITY AVENUE HAMMOND | 82387 | JOINT RECRUITING PROGRAM | USACE | 14189 University Avenue | United States | Louisiana | Tangipahoa | Hammond | 70401 | 0.85 | 0.82
4750 | 22845 | DOUGLAS L WILCOMBE USARC | 01530 | 81ST RRC - ALABAMA | ARRES | 1290 SW Railroad Avenue | United States | Louisiana | Tangipahoa | Hammond | 70403 | 0.85 | 0.82
5334 | 22B15 | HAMMOND | 220NG | LOUISIANA NATIONAL GUARD | ARGUARD | 1700 South Holly Street | United States | Louisiana | Tangipahoa | Hammond | 70403 | 0.85 | 0.82
5531 | 22B27 | INDEPENDENCE | 220NG | LOUISIANA NATIONAL GUARD | ARGUARD | 55420 North Railroad Avenue | United States | Louisiana | Tangipahoa | Independence | 70443 | 0.85 | 0.82
2333 | KAFF0001 | HAMMOND COMMUNICATIONS STATION SITE # 1 | RQLH | NAS JOINT RESERVE BASE, NOLA | AFGUARD | 901 Judge Road | United States | Louisiana | Tangipahoa | Unknown | 70401 | 0.85 | 0.82
190141 | 22B12 | GRAY | 220NG | LOUISIANA NATIONAL GUARD | ARGUARD |  | United States | Louisiana | Terrebonne | Gray | 70359 | 0.85 | 0.82
190543 | 822892 | 476 CIERA DRIVE HOUMA | 70132 | INDEPENDENT DUTY HOUSING PROGRAM | USACE | 476 Ciera Drive | United States | Louisiana | Terrebonne | Houma | 70360 | 0.85 | 0.82
190666 | 822778 | 461 SOUTH HOLLYWOOD ROAD HOUMA | 70132 | INDEPENDENT DUTY HOUSING PROGRAM | USACE | 461 South Hollywood Road | United States | Louisiana | Terrebonne | Houma | 70360 | 0.85 | 0.82
191330 | 823845 | 292 SOUTH HOLLYWOOD ROAD HOUMA | 82387 | JOINT RECRUITING PROGRAM | USACE | 292 South Hollywood Road | United States | Louisiana | Terrebonne | Houma | 70360 | 0.85 | 0.82
4386 | 22848 | CHARLES E BOSTON USARC | 01530 | 81ST RRC - ALABAMA | ARRES | 125 Moffett Road | United States | Louisiana | Terrebonne | Houma | 70363 | 0.85 | 0.82
5493 | 22B25 | HOUMA | 220NG | LOUISIANA NATIONAL GUARD | ARGUARD | 1000 Williams Avenue | United States | Louisiana | Terrebonne | Houma | 70364 | 0.85 | 0.82
183294 | 82387-10474 | 209 BAYOU GARDENS HOUMA | 82387 | JOINT RECRUITING PROGRAM | USACE | 209 Bayou Gardens | United States | Louisiana | Terrebonne | Houma | 70364 | 0.85 | 0.82
4921 | 22A92 | FARMERVILLE | 220NG | LOUISIANA NATIONAL GUARD | ARGUARD | 709 Veterans Circle | United States | Louisiana | Union | Farmerville | 71241 | 0.85 | 0.82
3696 | 22A05 | ABBEVILLE | 220NG | LOUISIANA NATIONAL GUARD | ARGUARD | 3415 Veterans Memorial Drive | United States | Louisiana | Vermilion | Abbeville | 70510 | 0.85 | 0.82
5042 | 22725 | FORT POLK | 22725 | FORT POLK | ARACT | 6661 Warrior Trail, Building 350 | United States | Louisiana | Vernon | Fort Polk | 71459 | 0.87 | 0.84
4088 | 22A42 | BOGALUSA FMS | 220NG | LOUISIANA NATIONAL GUARD | ARGUARD | 525 Industrial Park | United States | Louisiana | Washington | Bogalusa | 70427 | 0.85 | 0.82
5627 | 22820 | JESSIE E STEWART USARC | 01530 | 81ST RRC - ALABAMA | ARRES | 111 Walker Street | United States | Louisiana | Washington | Bogalusa | 70427 | 0.85 | 0.82
188128 | 22A41 | BOGALUSA RC - HWY 10 | 220NG | LOUISIANA NATIONAL GUARD | ARGUARD |  | United States | Louisiana | Washington | Bogalusa | 70427 | 0.85 | 0.82
5086 | 22B00 | FRANKLINTON | 220NG | LOUISIANA NATIONAL GUARD | ARGUARD | 506 Boat Ramp Road | United States | Louisiana | Washington | Franklinton | 70438 | 0.85 | 0.82
191380 | 22B05 | FRANKLINTON - INDUSTRIAL PARK | 220NG | LOUISIANA NATIONAL GUARD | ARGUARD |  | United States | Louisiana | Washington | Franklinton | 70438 | 0.85 | 0.82
5959 | 22505 | LOUISIANA AAP | 22505 | LOUISIANA AAP | ARACT |  | United States | Louisiana | Webster | Doyline | 71023 | 0.84 | 0.81
4271 | 22B91 | CAMP MINDEN TRAINING SITE | 22B91 | CAMP MINDEN | ARGUARD | 100 Louisiana Boulevard | United States | Louisiana | Webster | Minden | 71055 | 0.85 | 0.82
6590 | 22C40 | OAKGROVE | 220NG | LOUISIANA NATIONAL GUARD | ARGUARD | 105 South Briggs Street | United States | Louisiana | West Carroll | Oak Grove | 71263 | 0.85 | 0.82
7943 | 22D15 | WINNFIELD | 220NG | LOUISIANA NATIONAL GUARD | ARGUARD | 917 Highway 868 | United States | Louisiana | Winn | Winnfield | 71483 | 0.85 | 0.82
3885 | 23505 | AUBURN TRAINING SITE | 230NG | MAINE NATIONAL GUARD | ARGUARD | Steven Mills Road | United States | Maine | Androscoggin | Auburn | 04210 | 1.06 | 1.05
6175 | 23815 | MG OLIVER OTIS HOWARD USARC | 42560 | 99TH RRC - PENNSYLVANIA | ARRES | 1072 Minot Avenue | United States | Maine | Androscoggin | Auburn | 04210 | 1.06 | 1.05
170186 | 23212 | AUBURN RECRUITING STOREFRONT | 230NG | MAINE NATIONAL GUARD | ARGUARD |  | United States | Maine | Androscoggin | Auburn | 04210 | 1.06 | 1.05
183238 | 710507 | AUBURN PLAZA,UNIT900 AUBURN | 82387 | JOINT RECRUITING PROGRAM | USACE | 730 Center Street, Auburn Plaza Unit 900 | United States | Maine | Androscoggin | Auburn | 04210 | 1.06 | 1.05
183239 | 710995 | GARFIELD RD AUBURN | 230NG | MAINE NATIONAL GUARD | ARGUARD | GARFIELD Road | United States | Maine | Androscoggin | Auburn | 04210 | 1.06 | 1.05
183240 | 710843 | MAINE NG AUBURN | 230NG | MAINE NATIONAL GUARD | ARGUARD | MAINE NG | United States | Maine | Androscoggin | Auburn | 04210 | 1.06 | 1.05
188754 | 820878 | 35 SAND HILL ROAD DURHAM | 70132 | INDEPENDENT DUTY HOUSING PROGRAM | USACE | 35 Sand Hill Road | United States | Maine | Androscoggin | Durham | 04222 | 1.06 | 1.05
5882 | 23B10 | LEWISTON AFRC | 230NG | MAINE NATIONAL GUARD | ARGUARD | 55 Alfred A Plourde Parkway | United States | Maine | Androscoggin | Lewiston | 04240 | 1.06 | 1.05
185014 | 800484 | 254 GODDARD ROAD LEWISTON | 82387 | JOINT RECRUITING PROGRAM | USACE | 254 Goddard Road | United States | Maine | Androscoggin | Lewiston | 04240 | 1.06 | 1.05
189690 | 821763 | 408 EAST AVENUE LEWISTON | 70132 | INDEPENDENT DUTY HOUSING PROGRAM | USACE | 408 East Avenue | United States | Maine | Androscoggin | Lewiston | 04240 | 1.06 | 1.05
190618 | 822923 | 21 LEDGES COURT LEWISTON | 70132 | INDEPENDENT DUTY HOUSING PROGRAM | USACE | 21 Ledges Court | United States | Maine | Androscoggin | Lewiston | 04240 | 1.06 | 1.05
189994 | 23468 | LIMESTONE SITE | 230NG | MAINE NATIONAL GUARD | ARGUARD |  | United States | Maine | Androscoggin | Limestone | 04750 | 1.06 | 1.05
4321 | 23A75 | CARIBOU FMS 5 | 230NG | MAINE NATIONAL GUARD | ARGUARD | 55 Riverview Avenue | United States | Maine | Aroostook | Caribou | 04736 | 1.06 | 1.05
7311 | 23A77 | SOLMAN STATE ARMORY | 230NG | MAINE NATIONAL GUARD | ARGUARD | 1060 Hamilton Street | United States | Maine | Aroostook | Caribou | 04736 | 1.06 | 1.05
5492 | 23B05 | HOULTON ARMORY | 230NG | MAINE NATIONAL GUARD | ARGUARD | 84 Pleasant Street | United States | Maine | Aroostook | Houlton | 04730 | 1.06 | 1.05
183323 | 82387-12915 | SCHOOL ST HOULTON | 82387 | JOINT RECRUITING PROGRAM | USACE | 25 School Street, Houlton District Court Building | United States | Maine | Aroostook | Houlton | 04730 | 1.06 | 1.05
170016 | LDSA0001 | DFAS ANNEX | YWHG | WHITEMAN | AFACT | 154 Development Drive Northeast | United States | Maine | Aroostook | Limestone | 04750 | 1.06 | 1.05
4344 | 23450 | CASWELL TRAINING SITE | 230NG | MAINE NATIONAL GUARD | ARGUARD |  | United States | Maine | Aroostook | Loring | 04750 | 1.06 | 1.05
191570 | 23056 | PRESQUE ISLE SFRO | 230NG | MAINE NATIONAL GUARD | ARGUARD |  | United States | Maine | Aroostook | Presque Isle | 04734 | 1.06 | 1.05
170752 | 23B46 | PQI RECRUITING STOREFRONT | 230NG | MAINE NATIONAL GUARD | ARGUARD |  | United States | Maine | Aroostook | Presque Isle | 04769 | 1.06 | 1.05
188867 | 820658 | 714 MAIN STREET PRESQUE ISLE | 70132 | INDEPENDENT DUTY HOUSING PROGRAM | USACE | 714 Main Street | United States | Maine | Aroostook | Presque Isle | 04769 | 1.06 | 1.05
190529 | 822379 | 35 UNIVERSITY DRIVE PRESQUE ISLE | 70132 | INDEPENDENT DUTY HOUSING PROGRAM | USACE | 35 University Drive | United States | Maine | Aroostook | Presque Isle | 04769 | 1.06 | 1.05
191794 | 23B90 | NORTHERN MAINE READINESS CENTER | 230NG | MAINE NATIONAL GUARD | ARGUARD |  | United States | Maine | Aroostook | Presque Isle | 04769 | 1.06 | 1.05
139 | N60087 | NAS BRUNSWICK ME | N60087 | NAS BRUNSWICK ME | NAVACT | 1251 Orion Street | United States | Maine | Cumberland | Brunswick | 04011 | 1.06 | 1.05
815 | N60087-FA | MCKEEN STREET | N60087 | NAS BRUNSWICK ME | NAVACT | 131 McKeen Street | United States | Maine | Cumberland | Brunswick | 04011 | 1.06 | 1.05
4167 | 23A60 | BRUNSWICK AFRC | 230NG | MAINE NATIONAL GUARD | ARGUARD | 30 Pleasant Street | United States | Maine | Cumberland | Brunswick | 04011 | 1.06 | 1.05
190817 | 823233 | 18 MELDEN DRIVE BRUNSWICK | 70132 | INDEPENDENT DUTY HOUSING PROGRAM | USACE | 18 Melden Drive | United States | Maine | Cumberland | Brunswick | 04011 | 1.06 | 1.05
191231 | 23077 | BRUNSWICK EAST | 230NG | MAINE NATIONAL GUARD | ARGUARD |  | United States | Maine | Cumberland | Brunswick | 04011 | 1.06 | 1.05
191233 | 23088 | BRUNSWICK WEST | 230NG | MAINE NATIONAL GUARD | ARGUARD |  | United States | Maine | Cumberland | Brunswick | 04011 | 1.06 | 1.05
183993 | 82387-10568 | 242 BATH ROAD BRUNSWICK | 82387 | JOINT RECRUITING PROGRAM | USACE | 242 Bath Road, Suite 2 | United States | Maine | Cumberland | Brunswick | 04011 | 1.06 | 1.05
182580 | 82387-11065 | 640 BRIGHTON AVE PORTLAND | 82387 | JOINT RECRUITING PROGRAM | USACE | 640 Brighton Avenue | United States | Maine | Cumberland | Portland | 04101 | 1.06 | 1.06
187923 | 711106 | 510 CONGRESS STREET PORTLAND | 66155 |  | USACE | 510 Congress Street | United States | Maine | Cumberland | Portland | 04101 | 1.06 | 1.06
191317 | 823809 | 2 MONUMENT SQUARE PORTLAND | 82387 | JOINT RECRUITING PROGRAM | USACE | 2 Monument Square | United States | Maine | Cumberland | Portland | 04101 | 1.06 | 1.06
6863 | 23B40 | PORTLAND ARMORY | 230NG | MAINE NATIONAL GUARD | ARGUARD | 772 Stevens Avenue | United States | Maine | Cumberland | Portland | 04103 | 1.06 | 1.06
3286 | VVRK0001 | SOUTH PORTLAND ANG STATION SITE # 1 | FKNN | BANGOR IAP | AFGUARD | 50 North Western Avenue | United States | Maine | Cumberland | South Portland | 04106 | 1.06 | 1.06
183866 | 82387-12280 | MILL CREEK CTR SOUTH PORTLAND | 82387 | JOINT RECRUITING PROGRAM | USACE | 50 Market Street, Mill Creek Shopping | United States | Maine | Cumberland | South Portland | 04106 | 1.06 | 1.06
183867 | 82387-12578 | OCEAN ST SOUTH PORTLAND | 82387 | JOINT RECRUITING PROGRAM | USACE | 185 Ocean Street | United States | Maine | Cumberland | South Portland | 04106 | 1.06 | 1.06
191795 | 23069 | S. PORTLAND RECRUITING STORE FRONT | 230NG | MAINE NATIONAL GUARD | ARGUARD |  | United States | Maine | Cumberland | South Portland | 04106 | 1.06 | 1.06
7862 | 23B80 | WESTBROOK ARMORY | 230NG | MAINE NATIONAL GUARD | ARGUARD | 37 Brookside Avenue | United States | Maine | Cumberland | Westbrook | 04092 | 1.06 | 1.06
185543 | 82387-11413 | BRIDGE ST FARMINGTON | 82387 | JOINT RECRUITING PROGRAM | USACE | 3 Bridge Street | United States | Maine | Franklin | Farmington | 04938 | 1.06 | 1.05
191852 | 824485 | 184 MAIN STREET FARMINGTON | 82387 | JOINT RECRUITING PROGRAM | USACE |  | United States | Maine | Franklin | Farmington | 04938 | 1.06 | 1.05
816 | N32446-RD | REDINGTON TOWNSHIP | N32446 | NSY PORTSMOUTH | NAVACT | 1716 Navy Road | United States | Maine | Franklin | Rangeley | 04970 | 1.06 | 1.05
296 | N32446-DP | GREAT POND | N32446 | NSY PORTSMOUTH | NAVACT | 115 Great Pond Road | United States | Maine | Hancock | Aurora | 04011 | 1.06 | 1.05
995 | N32446-SC | NAVSATOPSCEN ME | N32446 | NSY PORTSMOUTH | NAVACT | 115 Lighthouse Point Road | United States | Maine | Hancock | Prospect Harbor | 04699 | 1.06 | 1.05
3889 | 23A15 | AUGUSTA ARMORY | 230NG | MAINE NATIONAL GUARD | ARGUARD | 185 Wern Avenue | United States | Maine | Kennebec | Augusta | 04330 | 1.06 | 1.05
4264 | 23A20 | CAMP KEYES TRAINING SITE | 230NG | MAINE NATIONAL GUARD | ARGUARD | Winthrop Street | United States | Maine | Kennebec | Augusta | 04330 | 1.06 | 1.05
183886 | 800119 | 9 GREEN STREET AUGUSTA | 82387 | JOINT RECRUITING PROGRAM | USACE | 9 Green Street | United States | Maine | Kennebec | Augusta | 04330 | 1.06 | 1.05
183887 | 82387-13372 | WESTERN AVE AUGUSTA | 82387 | JOINT RECRUITING PROGRAM | USACE | 48-54 Western Avenue, Augusta Plaza Unit 10 | United States | Maine | Kennebec | Augusta | 04330 | 1.06 | 1.05
189995 | 23956 | JFHQ AUGUSTA ME | 230NG | MAINE NATIONAL GUARD | ARGUARD | 194 Winthrop St | United States | Maine | Kennebec | Augusta | 04330 | 1.06 | 1.05
190764 | 823103 | 45 WILDWOOD ROAD AUGUSTA | 70132 | INDEPENDENT DUTY HOUSING PROGRAM | USACE | 45 Wildwood Road | United States | Maine | Kennebec | Augusta | 04330 | 1.06 | 1.05
170689 | 23539 | FAMILY PROGRAM OFFI CE | 230NG | MAINE NATIONAL GUARD | ARGUARD |  | United States | Maine | Kennebec | Augusta | 04333 | 1.06 | 1.05
5160 | 23A95 | GARDINER ARMORY | 230NG | MAINE NATIONAL GUARD | ARGUARD | 325 Brunswick Avenue | United States | Maine | Kennebec | Gardiner | 04345 | 1.06 | 1.05
5161 | 23B00 | GARDINER TRAINING SITE | 230NG | MAINE NATIONAL GUARD | ARGUARD | 348 Water Street | United States | Maine | Kennebec | Gardiner | 04345 | 1.06 | 1.05
190165 | 23074 | GARDINER PUBLICATIONS STORAGE | 230NG | MAINE NATIONAL GUARD | ARGUARD |  | United States | Maine | Kennebec | Gardiner | 04345 | 1.06 | 1.05
186282 | 800376 | 135 COTTLE ROAD OAKLAND | 70132 | INDEPENDENT DUTY HOUSING PROGRAM | USACE | 135 Cottle Road | United States | Maine | Kennebec | Oakland | 04963 | 1.06 | 1.05
7805 | 23B75 | WATERVILLE ARMORY | 230NG | MAINE NATIONAL GUARD | ARGUARD | 5049 Front Range Parkway | United States | Maine | Kennebec | Waterville | 04901 | 1.06 | 1.05
7951 | 23B81 | WMD READINESS CENTER | 230NG | MAINE NATIONAL GUARD | ARGUARD | 3121 Tine Avenue | United States | Maine | Kennebec | Waterville | 04901 | 1.06 | 1.05
185583 | 710994 | 270 KENNEDY MEMORIAL DRIVE WATERVILLE | 82387 | JOINT RECRUITING PROGRAM | USACE | 270 Kennedy Memorial Drive | United States | Maine | Kennebec | Waterville | 04901 | 1.06 | 1.05
190863 | 823277 | 115 EVERGREEN DRIVE WATERVILLE | 70132 | INDEPENDENT DUTY HOUSING PROGRAM | USACE | 115 Evergreen Drive | United States | Maine | Kennebec | Waterville | 04901 | 1.06 | 1.05
6577 | 23B30 | NORWAY ARMORY | 230NG | MAINE NATIONAL GUARD | ARGUARD | 17 Elm Street | United States | Maine | Oxford | Norway | 04268 | 1.06 | 1.05
4086 | 23A47 | BOG BROOK TRAINING SITE | 230NG | MAINE NATIONAL GUARD | ARGUARD | 82 Main Street | United States | Maine | Oxford | Riley | 04217 | 1.06 | 1.05
3921 | 23A27 | BANGOR AFRC | 230NG | MAINE NATIONAL GUARD | ARGUARD | 300 Hildreth Street North | United States | Maine | Penobscot | Bangor | 04401 | 1.05 | 1.03
3922 | 23A30 | BANGOR TRAINING SITE | 230NG | MAINE NATIONAL GUARD | ARGUARD | 28 Hayes Street | United States | Maine | Penobscot | Bangor | 04401 | 1.05 | 1.03
183991 | 82387-10457 | 202 HARLOW ST BANGOR | 82387 | JOINT RECRUITING PROGRAM | USACE | 202 Harlow Street | United States | Maine | Penobscot | Bangor | 04401 | 1.05 | 1.03
183992 | 82387-11087 | 667 HOGAN ROAD BANGOR | 82387 | JOINT RECRUITING PROGRAM | USACE | 667 Hogan Road, Suite 7 | United States | Maine | Penobscot | Bangor | 04401 | 1.05 | 1.03
187773 | FKNN0002 | COMMISSARY SITE #2 | FKNN | BANGOR IAP | AFGUARD |  | United States | Maine | Penobscot | Bangor | 04401 | 1.05 | 1.03
187774 | FKNN0003 | FIRE STATION # 3 | FKNN | BANGOR IAP | AFGUARD |  | United States | Maine | Penobscot | Bangor | 04401 | 1.05 | 1.03
187775 | FKNN0004 | BANGOR LEASE LAND SITE 4 | FKNN | BANGOR IAP | AFGUARD |  | United States | Maine | Penobscot | Bangor | 04401 | 1.05 | 1.03
187809 | FKNN0005 | HD RAMP SITE # 5 | FKNN | BANGOR IAP | AFGUARD |  | United States | Maine | Penobscot | Bangor | 04401 | 1.05 | 1.03
191409 | 823964 | 18 FERN STREET BANGOR | 70132 | INDEPENDENT DUTY HOUSING PROGRAM | USACE | 18 Fern Street | United States | Maine | Penobscot | Bangor | 04401 | 1.05 | 1.03
191750 | 824319 | 396 UNION STREET BANGOR | 70132 | INDEPENDENT DUTY HOUSING PROGRAM | USACE | 396 Union Street | United States | Maine | Penobscot | Bangor | 04401 | 1.05 | 1.03
4135 | 23A50 | BREWER ARMORY | 230NG | MAINE NATIONAL GUARD | ARGUARD | 133 Elm Street | United States | Maine | Penobscot | Brewer | 04412 | 1.05 | 1.03
5668 | 23845 | JULIAN P. CLUKEY USARC | 42560 | 99TH RRC - PENNSYLVANIA | ARRES | 54 Prospect Street | United States | Maine | Penobscot | Dexter | 04930 | 1.05 | 1.03
170751 | 23B85 | MEDWAY RECRUITING STOREFRONT | 230NG | MAINE NATIONAL GUARD | ARGUARD |  | United States | Maine | Penobscot | Medway | 04460 | 1.05 | 1.03
6830 | 23B25 | PLYMOUTH TRAINING SITE | 230NG | MAINE NATIONAL GUARD | ARGUARD | 85 Main Street | United States | Maine | Penobscot | Newport | 04953 | 1.05 | 1.03
4677 | 23B35 | DEEPWOODS TRAINING SITE | 230NG | MAINE NATIONAL GUARD | ARGUARD | 141 Center Street | United States | Maine | Penobscot | Old Town | 04468 | 1.05 | 1.03
1662 | FKNN0001 | BANGOR IAP SITE # 1 | FKNN | BANGOR IAP | AFGUARD | 103 Maineiac Avenue | United States | Maine | Penobscot | Unknown | 04401 | 1.05 | 1.03
882 | N60087-SA | SMALL POINT | N60087 | NAS BRUNSWICK ME | NAVACT | 150 Navy Road | United States | Maine | Sagadahoc | Phippsburg | 04567 | 1.06 | 1.05
1173 | N60087-DA | TOPSHAM | N60087 | NAS BRUNSWICK ME | NAVACT | 14 Canam Drive | United States | Maine | Sagadahoc | Topsham | 04086 | 1.06 | 1.05
170227 | 23066 | TOPSHAM RECRUITING STOREFRONT | 230NG | MAINE NATIONAL GUARD | ARGUARD |  | United States | Maine | Sagadahoc | Topsham | 04086 | 1.06 | 1.05
189689 | 821802 | 40 CLEARVIEW LANE TOPSHAM | 70132 | INDEPENDENT DUTY HOUSING PROGRAM | USACE | 40 Clearview Lane | United States | Maine | Sagadahoc | Topsham | 04086 | 1.06 | 1.05
7293 | 23B65 | SKOWHEGAN ARMORY | 230NG | MAINE NATIONAL GUARD | ARGUARD | 2730 Sky Harbor Boulevard | United States | Maine | Somerset | Skowhegan | 04976 | 1.06 | 1.05
3978 | 23A40 | BELFAST ARMORY | 230NG | MAINE NATIONAL GUARD | ARGUARD | 1 Franklin Street | United States | Maine | Waldo | Belfast | 04915 | 1.06 | 1.05
4207 | 23A70 | CALAIS ARMORY | 230NG | MAINE NATIONAL GUARD | ARGUARD | Calais Avenue | United States | Maine | Washington | Calais | 04619 | 1.06 | 1.05
989 | N32446-LF | NCTS CUTLER VLF AREA | N32446 | NSY PORTSMOUTH | NAVACT | 175 Ridge Road | United States | Maine | Washington | Cutler | 04626 | 1.06 | 1.05
990 | N32446-HF | NCTS CUTLER VHF AREA | N32446 | NSY PORTSMOUTH | NAVACT | 100 Two Lakes Drive | United States | Maine | Washington | Cutler | 04626 | 1.06 | 1.05
991 | N32446-CF | NCTS CUTLER FIRE STA | N32446 | NSY PORTSMOUTH | NAVACT | 175 Cutler Road | United States | Maine | Washington | Cutler | 04626 | 1.06 | 1.05
1607 | EEFK0001 | COLUMBIA FALLS RADAR SITE SITE # 1 | AAWZ | ACC AMIC | AFACT | Tibbetstown Road | United States | Maine | Washington | Unknown | 04623 | 1.06 | 1.05
5466 | 23A65 | HOLLIS PLAINS TRAINING SITE | 230NG | MAINE NATIONAL GUARD | ARGUARD | 14 Bar Mills Road | United States | Maine | York | Hollis Center | 04042 | 1.06 | 1.05
202 | N32446 | NSY PORTSMOUTH | N32446 | NSY PORTSMOUTH | NAVACT | 100 John Paul Jones Street | United States | Maine | York | Kittery | 04072 | 1.08 | 1.08
5974 | 23875 | LTC CHARLES L. BUTLER USARC | 42560 | 99TH RRC - PENNSYLVANIA | ARRES | 101 Franklin Street | United States | Maine | York | Saco | 04072 | 1.06 | 1.05
185544 | 82387-12201 | MAIN ST SACO | 82387 | JOINT RECRUITING PROGRAM | USACE | 156 Main Street | United States | Maine | York | Saco | 04072 | 1.06 | 1.05
7166 | 23B60 | SANFORD ARMORY | 230NG | MAINE NATIONAL GUARD | ARGUARD | 50 William Oscar Emery Drive | United States | Maine | York | Sanford | 04073 | 1.06 | 1.05
182348 | 82387-11240 | 890 MAIN STREET SANFORD | 82387 | JOINT RECRUITING PROGRAM | USACE | 890 Main Street | United States | Maine | York | Sanford | 04073 | 1.06 | 1.05
3755 | 24715 | ALLEG CO SOLDIERS MEM USARC | 42560 | 99TH RRC - PENNSYLVANIA | ARRES | 14418 McMullen Highway Southwest | United States | Maryland | Allegany | Cumberland | 21502 | 1 | 1.01
4584 | 24A60 | CPT THOMAS PRICE | 240NG | MARYLAND NATIONAL GUARD | ARGUARD | 1100 Brown Avenue | United States | Maryland | Allegany | Cumberland | 21502 | 1 | 1.01
183360 | 82387-10174 | 1236 NATIONAL HWY LAVALE | 82387 | JOINT RECRUITING PROGRAM | USACE | 1236 National Highway, Suite 3 | United States | Maryland | Allegany | La Vale | 21502 | 1 | 1.01
1213 | N61152-BA | GAMBRILLS MD | N61152 | NAVSUPPACT ANNAPOLIS | NAVACT | 100 Dairy Lane | United States | Maryland | Anne Arundel | Annapolis | 21054 | 1.01 | 1.01
3814 | 24426 | ANNAPOLIS USARC | 42560 | 99TH RRC - PENNSYLVANIA | ARRES | 640A Broadneck Road, Suite P100 | United States | Maryland | Anne Arundel | Annapolis | 21401 | 1.01 | 1.01
5973 | 24A10 | LTC (MD) E. LESLIE MEDFORD | 240NG | MARYLAND NATIONAL GUARD | ARGUARD | 21 Hudson Street | United States | Maryland | Anne Arundel | Annapolis | 21401 | 1.01 | 1.01
187343 | 800707 | WEST STREET ANNAPOLIS | 82387 | JOINT RECRUITING PROGRAM | USACE | West Street | United States | Maryland | Anne Arundel | Annapolis | 21401 | 1.01 | 1.01
260 | N61152 | NAVSUPPACT ANNAPOLIS | N61152 | NAVSUPPACT ANNAPOLIS | NAVACT | 121 Blake Road | United States | Maryland | Anne Arundel | Annapolis | 21402 | 1.01 | 1.01
1195 | N61152-SV | NAVACAD NORTH SEVERN | N61152 | NAVSUPPACT ANNAPOLIS | NAVACT | NA342 Kinkaid Road | United States | Maryland | Anne Arundel | Annapolis | 21402 | 1.01 | 1.01
187796 | N61152-AN | UPPER YARD ANNAPOLIS | N61152 | NAVSUPPACT ANNAPOLIS | NAVACT |  | United States | Maryland | Anne Arundel | Annapolis | 21402 | 1.01 | 1.01
1648 | FBJS0001 | DAVIDSONVILLE FAMILY HOUSING ANX SITE # 1 | AJXF | ANDREWS AIR FORCE BASE | AFACT | 17 Queen Anne Bridge Road | United States | Maryland | Anne Arundel | Davidsonville | 21035 | 1.01 | 1.01
2134 | JEBX0001 | GOVERNORS BRIDGE GLOBECOM ANNEX SITE # 1 | AJXF | ANDREWS AIR FORCE BASE | AFACT | 3290 Bottner Road | United States | Maryland | Anne Arundel | Davidsonville | 21054 | 1.01 | 1.01
5003 | 24B65 | FORT GEO G MEADE | 240NG | MARYLAND NATIONAL GUARD | ARGUARD | 2789 MacArthur Road | United States | Maryland | Anne Arundel | Fort Meade | 20755 | 1.02 | 1.02
5004 | 24355 | FORT GEORGE G MEADE | 24355 | FORT GEORGE G MEADE | ARACT | Intersection of Rt 175 and Reece Road | United States | Maryland | Anne Arundel | Fort Meade | 20755 | 1.02 | 1.02
183345 | 82387-11869 | FORT GEORGE G MEADE | 82387 | JOINT RECRUITING PROGRAM | USACE | Pershing Hall, Building 4550 2nd Floor | United States | Maryland | Anne Arundel | Fort Meade | 20755 | 1.02 | 1.02
183346 | 18081-10518 | PINEY ORCHARD BUS PK FT GEORGE G MEADE | 18081 | ARMY MISSION SUPPORT | USACE | Piney Orchard Bus Pk Inst - Fort Meade | United States | Maryland | Anne Arundel | Fort Meade | 20755 | 1.02 | 1.02
183347 | 710773 | 850 CHISHOLM AVENUE FORT MEADE | 66155 |  | USACE | 850 Chisholm Avenue | United States | Maryland | Anne Arundel | Fort Meade | 20755 | 1.02 | 1.02
184647 | 82387-12981 | SOUTHDALE CTR GLEN BURNIE | 82387 | JOINT RECRUITING PROGRAM | USACE | 54A Mountain Road, Southdale Shopping Center | United States | Maryland | Anne Arundel | Glen Burnie | 21060 | 0.99 | 1
4947 | 24B20 | FIRST REGIMENT | 240NG | MARYLAND NATIONAL GUARD | ARGUARD | 14 Dorsey Road | United States | Maryland | Anne Arundel | Glen Burnie | 21061 | 0.99 | 1
184646 | 82387-12713 | RITCHIE HWY GLEN BURNIE | 82387 | JOINT RECRUITING PROGRAM | USACE | 7310 Ritchie Highway, Empire Towers | United States | Maryland | Anne Arundel | Glen Burnie | 21061 | 0.99 | 1
185918 | N61152-HA | HANOVER MD NR BWI | N61152 | NAVSUPPACT ANNAPOLIS | NAVACT | 7500 Connelly Drive | United States | Maryland | Anne Arundel | Hanover | 21076 | 0.99 | 1
190851 | MDL21 | ARUNDEL MILLS CORPORATE PARK | WHS01 | WASHINGTON HEADQUARTERS | WHS | 7556 Teague Road | United States | Maryland | Anne Arundel | Hanover | 21076 | 0.99 | 1
191401 | 823776 | 1334 ASHTON ROAD HANOVER | 82387 | JOINT RECRUITING PROGRAM | USACE | 1334 Ashton Road | United States | Maryland | Anne Arundel | Hanover | 21076 | 1.01 | 1.01
191578 | MDL30 | BWI COMMERCE PARK | WHS01 | WASHINGTON HEADQUARTERS | WHS | 7500 Connelly Drive | United States | Maryland | Anne Arundel | Hanover | 21076 | 0.99 | 1
184528 | 82387-11537 | CONNELLEY DR HANOVER | 82387 | JOINT RECRUITING PROGRAM | USACE | 7522 Connelley Drive, Suite A | United States | Maryland | Anne Arundel | Hanover | 21076 | 0.99 | 1
191582 | MDL31 | TELEGRAPH COMMERCE CENTER | WHS01 | WASHINGTON HEADQUARTERS | WHS | 8251 Telegraph Road | United States | Maryland | Anne Arundel | Odenton | 21113 | 0.99 | 1
3672 | 24725 | 1SG ADAM S BRANDT USARC | 42560 | 99TH RRC - PENNSYLVANIA | ARRES | 700 Ordnance Road | United States | Maryland | Anne Arundel | Unknown | 21226 | 0.99 | 1
4615 | 2420B | CURTIS BAY - BALTIMORE | 42560 | 99TH RRC - PENNSYLVANIA | ARRES | 720 East Ordnance Road, Building 1003 | United States | Maryland | Anne Arundel | Unknown | 21226 | 0.99 | 1
4939 | 24A15 | FIFTH REGIMENT | 240NG | MARYLAND NATIONAL GUARD | ARGUARD | 29th Division Street | United States | Maryland | Baltimore | Baltimore | 21201 | 0.99 | 1
187537 | 800708 | W LEXINGTON STREET BALTIMORE | 82387 | JOINT RECRUITING PROGRAM | USACE | West Lexington Street | United States | Maryland | Baltimore | Baltimore | 21201 | 0.99 | 1
188611 | 820915 | 1 NORTH POPPLETON STREET BALTIMORE | 82387 | JOINT RECRUITING PROGRAM | USACE | 1 North Poppleton Street | United States | Maryland | Baltimore | Baltimore | 21201 | 0.99 | 1
188767 | 820916 | 400 WEST LEXINGTON STREET BALTIMORE | 82387 | JOINT RECRUITING PROGRAM | USACE | 400 West Lexington Street | United States | Maryland | Baltimore | Baltimore | 21201 | 0.99 | 1
7268 | 24707 | SHERIDAN USARC | 42560 | 99TH RRC - PENNSYLVANIA | ARRES | 5515 Liberty Heights Avenue | United States | Maryland | Baltimore | Baltimore | 21207 | 0.99 | 1
185715 | 82387-12297 | MONDAWMIN MALL BALTIMORE | 82387 | JOINT RECRUITING PROGRAM | USACE | 2305 Liberty Heights Avenue, Mondawmin Mall Unit #3180 | United States | Maryland | Baltimore | Baltimore | 21215 | 0.99 | 1
5977 | 24A20 | LTC MILTON H. CADE | 240NG | MARYLAND NATIONAL GUARD | ARGUARD | 2620 Winchester Street | United States | Maryland | Baltimore | Baltimore | 21216 | 0.99 | 1
5607 | 24703 | JECELIN USARC | 42560 | 99TH RRC - PENNSYLVANIA | ARRES |  | United States | Maryland | Baltimore | Baltimore | 21224 | 0.99 | 1
617 | N60191-BA | NAVOPSPTCEN BALTIMORE MD | N60191 | NAS OCEANA VA | NAVACT | 1201 Halsey Road | United States | Maryland | Baltimore | Baltimore | 21230 | 0.99 | 1
107 | M68479-0004 | BALTIMORE MD MCRC | M68479 | HDQTRS 4TH MARDIV NEW ORLEANS | MCRES | 7000 Hamlet Avenue | United States | Maryland | Baltimore | Baltimore | 21234 | 0.99 | 1
190569 | 822400 | 8665 PULASKI HIGHWAY BALTIMORE | 82387 | JOINT RECRUITING PROGRAM | USACE | 8665 Pulaski Highway | United States | Maryland | Baltimore | Baltimore | 21237 | 0.99 | 1
170221 | BWMF0001 | BWI ADMINISTRATIVE OFFICE | PTFL | MCGUIRE AFB | AFACT |  | United States | Maryland | Baltimore | Baltimore Airport | 21240 | 0.99 | 1
6176 | 24A40 | MG WILLIAM J. WITTE ARMORY | 240NG | MARYLAND NATIONAL GUARD | ARGUARD | 130 Mellor Avenue | United States | Maryland | Baltimore | Catonsville | 21228 | 0.99 | 1
185545 | 82387-11470 | CATONSVILLE PLAZA CATONSVILLE | 82387 | JOINT RECRUITING PROGRAM | USACE | 5439 Baltimore National Pike, Catonsville Plaza | United States | Maryland | Baltimore | Catonsville | 21228 | 0.99 | 1
4603 | 24A70 | CSM JEROME M. GROLLMAN | 240NG | MARYLAND NATIONAL GUARD | ARGUARD | 2101 Northpoint Boulevard | United States | Maryland | Baltimore | Dundalk | 21222 | 0.99 | 1
6322 | 24B15 | MTA GUNPOWDER MILITARY RESERVA | 240NG | MARYLAND NATIONAL GUARD | ARGUARD | 10901 Notchcliff Road | United States | Maryland | Baltimore | Glen Arm | 21057 | 0.99 | 1
2769 | PJMS0001 | MARTIN STATE APT SITE # 1 | PJMS | MARTIN STATE AIRPORT | AFGUARD | 2701 Eastern Boulevard | United States | Maryland | Baltimore | Middle River | 21220 | 0.99 | 1
4619 | 24B80 | CW4 MELVIN SHERR | 240NG | MARYLAND NATIONAL GUARD | ARGUARD | 3727 Putty Hill AVE | United States | Maryland | Baltimore | Nottingham | 21236 | 0.99 | 1
5567 | 24491 | JACHMAN USARC | 42560 | 99TH RRC - PENNSYLVANIA | ARRES |  | United States | Maryland | Baltimore | Owings Mills | 21117 | 0.99 | 1
5586 | 24402 | PHOENIX NIKE SITE | 24355 | FORT GEORGE G MEADE | ARACT | Merrymans Mill Road | United States | Maryland | Baltimore | Phoenix | 21131 | 0.99 | 1
6795 | 24B90 | PIKESVILLE MIL RES | 240NG | MARYLAND NATIONAL GUARD | ARGUARD | 610 Reisterstown Road | United States | Maryland | Baltimore | Pikesville | 21208 | 0.99 | 1
6314 | 24C03 | MTA CAMP FRETTERD | 240NG | MARYLAND NATIONAL GUARD | ARGUARD | 13700 Hanover Pike | United States | Maryland | Baltimore | Reisterstown | 21136 | 0.99 | 1
170796 | 24C04 | REISTERSTOWN SFRO | 240NG | MARYLAND NATIONAL GUARD | ARGUARD |  | United States | Maryland | Baltimore | Reisterstown | 21136 | 0.99 | 1
183693 | 82387-11883 | FRANKLIN BLVD REISTERSTOWN | 82387 | JOINT RECRUITING PROGRAM | USACE | 12 Franklin Boulevard, Frnaklin Retail Center | United States | Maryland | Baltimore | Reisterstown | 21136 | 0.99 | 1
6173 | 24C20 | MG HARRY C. RUHL | 240NG | MARYLAND NATIONAL GUARD | ARGUARD | 1035 York Road | United States | Maryland | Baltimore | Towson | 21204 | 0.99 | 1
7585 | 24C21 | TOWSON | 240NG | MARYLAND NATIONAL GUARD | ARGUARD | 900 Industrial Drive | United States | Maryland | Baltimore | Towson | 21204 | 0.99 | 1
190105 | 821976 | 8600 LASALLE ROAD TOWSON | 82387 | JOINT RECRUITING PROGRAM | USACE | 8600 LaSalle Road | United States | Maryland | Baltimore | Towson | 21286 | 0.99 | 1
182593 | 82387-11703 | E JOPPA RD TOWSON | 82387 | JOINT RECRUITING PROGRAM | USACE | 1220 B E. Joppa Road Radio Park, Suite 330 | United States | Maryland | Baltimore | Towson | 21286 | 0.99 | 1
3628 | 24356 | WOODSTOCK MILITARY RESERVATION | 24355 | FORT GEORGE G MEADE | ARACT | Hernwood Road West | United States | Maryland | Baltimore | Unknown | 21163 | 0.99 | 1
600 | N68469-UD | FISHING CR CHES BEACH | N68469 | NAVAL SUPPORT ACTIVITY WASH | NAVACT | 8037 Bayside Road | United States | Maryland | Calvert | Chesapeake Beach | 20732 | 1 | 0.99
187903 | 810014 | 354 MARKET SQUARE DRIVE PRINCE FREDERICK | 82387 | JOINT RECRUITING PROGRAM | USACE | 354 Market Square Drive | United States | Maryland | Calvert | Prince Frederick | 20678 | 0.99 | 1
907 | N47608-SI | SOLOMONS ISLAND, MD | N47608 | NAS PATUXENT RIVER MD | NAVACT | 13855 Solomons Island Road | United States | Maryland | Calvert | Solomons | 20688 | 1 | 0.99
1196 | N61152-CB | CHESAPEAKE BAY DETACH | N61152 | NAVSUPPACT ANNAPOLIS | NAVACT | 5812 BaySide Road | United States | Maryland | Calvert | Solomons | 20732 | 1 | 0.99
191811 | 24B30 | FREEDOM READINESS CENTER | 240NG |  |  |  | United States | Maryland | Carroll | Sykesville | 21784 | 1 | 1.01
4331 | 24875 | CARROLL COUNTY MEM USARC | 42560 | 99TH RRC - PENNSYLVANIA | ARRES | 404 Malcolm Drive | United States | Maryland | Carroll | Westminster | 21157 | 1 | 1.01
6174 | 24C31 | MG HENRY C. EVANS | 240NG | MARYLAND NATIONAL GUARD | ARGUARD | 300 Hahn Road | United States | Maryland | Carroll | Westminster | 21157 | 1 | 1.01
184649 | 710993 | 412 MALCOLM DRIVE WESTMINSTER | 82387 | JOINT RECRUITING PROGRAM | USACE | 412 Malcolm Drive | United States | Maryland | Carroll | Westminster | 21157 | 1 | 1.01
5976 | 24A90 | LTC JAMES VICTOR MCCOOL | 240NG | MARYLAND NATIONAL GUARD | ARGUARD | 101 Railroad Avenue | United States | Maryland | Cecil | Elkton | 21921 | 1 | 1.01
190737 | 823092 | 100 MINCING LANE ELKTON | 70132 | INDEPENDENT DUTY HOUSING PROGRAM | USACE | 100 Mincing Lane | United States | Maryland | Cecil | Elkton | 21921 | 1 | 1.01
191624 | 824158 | 1197 EAST PULASKI HIGHWAY ELKTON | 82387 | JOINT RECRUITING PROGRAM | USACE | 1197 East Pulaski Highway | United States | Maryland | Cecil | Elkton | 21921 | 1 | 1.01
184769 | 800071 | 112 NORTH EAST ROAD NORTH EAST | 82387 | JOINT RECRUITING PROGRAM | USACE | 112 North East Road | United States | Maryland | Cecil | North East | 21901 | 1 | 1.01
170585 | MDL16 | EPC PERRYVILLE | WHS01 | WASHINGTON HEADQUARTERS | WHS |  | United States | Maryland | Cecil | Perryville | 21903 | 1 | 1.01
6670 | 24050 | OUTER MARKER | 51105 | FORT BELVOIR | ARACT | 5629 River Road | United States | Maryland | Charles | Bryans Road | 20616 | 0.97 | 0.97
1225 | N61151-BN | BULLETS NECK | N61151 | NSA SOUTH POTOMAC | NAVACT |  | United States | Maryland | Charles | Indian Head | 20640 | 0.97 | 0.97
1228 | N61151-FA | THOROUGHFARE ISLAND | N61151 | NSA SOUTH POTOMAC | NAVACT |  | United States | Maryland | Charles | Indian Head | 20640 | 0.97 | 0.97
1230 | N61151-GA | MARSH ISLAND | N61151 | NSA SOUTH POTOMAC | NAVACT |  | United States | Maryland | Charles | Indian Head | 20640 | 0.97 | 0.97
1232 | N61151-HI | HOG ISLAND | N61151 | NSA SOUTH POTOMAC | NAVACT |  | United States | Maryland | Charles | Indian Head | 20640 | 0.97 | 0.97
1233 | N61151-IA | RUM POINT | N61151 | NSA SOUTH POTOMAC | NAVACT |  | United States | Maryland | Charles | Indian Head | 20640 | 0.97 | 0.97
1234 | N61151-IH | NSF INDIAN HEAD | N61151 | NSA SOUTH POTOMAC | NAVACT |  | United States | Maryland | Charles | Indian Head | 20640 | 0.97 | 0.97
1238 | N61151-SN | STUMP NECK AREA | N61151 | NSA SOUTH POTOMAC | NAVACT | 2008 Stump Neck Road | United States | Maryland | Charles | Indian Head | 20640 | 0.97 | 0.97
597 | N68469-PM | POMONKEY MD | N68469 | NAVAL SUPPORT ACTIVITY WASH | NAVACT | 7425 Bumpy Oak Road | United States | Maryland | Charles | La Plata | 20646 | 0.97 | 0.97
4034 | 24B55 | BRIGADIER GENERAL WILLIAM SMALLWOOD | 240NG | MARYLAND NATIONAL GUARD | ARGUARD | West Hawthorne Drive | United States | Maryland | Charles | La Plata | 20646 | 0.97 | 0.97
190725 | 24B50 | BG WILLIAM SMALLWOOD | 240NG | MARYLAND NATIONAL GUARD | ARGUARD |  | United States | Maryland | Charles | La Plata | 20646 | 0.97 | 0.97
1089 | N68469-AM | BLOSSOM POINT MD | N68469 | NAVAL SUPPORT ACTIVITY WASH | NAVACT | 10050 Blossom Point Road | United States | Maryland | Charles | La Plata | 20693 | 0.97 | 0.97
1235 | N61151-LD | CHARLES COUNTY | N61151 | NSA SOUTH POTOMAC | NAVACT |  | United States | Maryland | Charles | St. Charles | 20602 | 0.97 | 0.97
182371 | 800073 | ST PATRICKS CENTRE WALDORF | 82387 | JOINT RECRUITING PROGRAM | USACE | St Patricks Center | United States | Maryland | Charles | Waldorf | 20603 | 0.97 | 0.97
4072 | 24235 | BLOSSOM POINT RESEARCH FACILI | 24234 | US ARMY RESEARCH LABORATORY ADELPHI | ARACT | Intersection of Blossom Pt Rd and Huntley Rd or End of Blossom Pt Rd | United States | Maryland | Charles | Welcome | 20693 | 0.97 | 0.97
920 | N47608-MA | BISHOPS HD DORCHESTER | N47608 | NAS PATUXENT RIVER MD | NAVACT | Bishops Head Road | United States | Maryland | Dorchester | Bishop Head | 21611 | 1 | 1.01
912 | N47608-BI | BLOODSWORTH IS MD | N47608 | NAS PATUXENT RIVER MD | NAVACT |  | United States | Maryland | Dorchester | Bishop Head | 21672 | 1 | 1.01
917 | N47608-JA | CHESAPEAKE BAY | N47608 | NAS PATUXENT RIVER MD | NAVACT | Hoopersville Road | United States | Maryland | Dorchester | Hoopersville | 20670 | 1 | 1.01
170772 | N47608-LW | LINKWOOD MD | N47608 | NAS PATUXENT RIVER MD | NAVACT |  | United States | Maryland | Dorchester | Linkwood | 21835 | 1 | 1.01
170773 | N47608-VM | VIENNA MD | N47608 | NAS PATUXENT RIVER MD | NAVACT |  | United States | Maryland | Dorchester | Vienna | 21869 | 1 | 1.01
4581 | 24A99 | CPT MICHAEL CRESAP | 240NG | MARYLAND NATIONAL GUARD | ARGUARD | 8501 Old National Pike | United States | Maryland | Frederick | Frederick | 21701 | 1 | 1
170499 | MDL15 | WESTOVER OFFICE BUILDING | WHS01 | WASHINGTON HEADQUARTERS | WHS |  | United States | Maryland | Frederick | Frederick | 21701 | 1 | 1
183578 | 82387-13394 | WILLOWTREE PLZ FREDERICK | 82387 | JOINT RECRUITING PROGRAM | USACE | 3 Willowdale Drive, Willowtree Plaza, Suites B16-18 | United States | Maryland | Frederick | Frederick | 21701 | 1 | 1
187197 | 800711 | PROSPECT BLVD FREDERICK | 82387 | JOINT RECRUITING PROGRAM | USACE | Prospect Boulevard | United States | Maryland | Frederick | Frederick | 21701 | 1 | 1
4995 | 24225 | FORT DETRICK | 24225 | FORT DETRICK | ARACT |  | United States | Maryland | Frederick | Frederick | 21702 | 1 | 1
183579 | 82387-12631 | PEGASUS CT FREDERICK | 82387 | JOINT RECRUITING PROGRAM | USACE | 5112 Pegasus Court, Suites A & B | United States | Maryland | Frederick | Frederick | 21704 | 1 | 1
190850 | MDL22 | NORTH GATE BUSINESS PARK | WHS01 | WASHINGTON HEADQUARTERS | WHS | 210 Research Boulevard | United States | Maryland | Harford | Aberdeen | 21001 | 1.01 | 1.01
3702 | 24015 | ABERDEEN PROVING GROUND | 24015 | ABERDEEN PROVING GROUND | ARACT | Maryland Boulevard | United States | Maryland | Harford | Aberdeen | 21005 | 1.01 | 1.01
3709 | 2490A | ABINGDON USARC | 42560 | 99TH RRC - PENNSYLVANIA | ARRES |  | United States | Maryland | Harford | Abingdon | 21009 | 1.01 | 1.01
185704 | 710499 | 1309 CONTINENTAL DRI ABINGDON | 42560 | 99TH RRC - PENNSYLVANIA | ARRES | 1309 Continental Drive, William Paca Business | United States | Maryland | Harford | Abingdon | 21009 | 1.01 | 1.01
182336 | 82387-11377 | BELAIR S PKWY BEL AIR | 82387 | JOINT RECRUITING PROGRAM | USACE | 1505 Belair Road South, Parkway Festival Hall | United States | Maryland | Harford | Bel Air | 21014 | 1.01 | 1.01
185904 | 24A35 | BEL AIR SFRO | 240NG | MARYLAND NATIONAL GUARD | ARGUARD |  | United States | Maryland | Harford | Bel Air | 21015 | 1.01 | 1.01
5385 | 24B35 | HAVRE DE GRACE MILITARY RES | 240NG | MARYLAND NATIONAL GUARD | ARGUARD | 301 Old Bay Lane | United States | Maryland | Harford | Havre De Grace | 21078 | 1.01 | 1.01
188612 | 820917 | 10 CORPORATE CENTER COLUMBIA | 82387 | JOINT RECRUITING PROGRAM | USACE | 10 Corporate Center | United States | Maryland | Howard | Columbia | 21044 | 1 | 1.01
183317 | 82387-13028 | STERRETT PLACE COLUMBIA | 82387 | JOINT RECRUITING PROGRAM | USACE | 5550 Sterrett Place, Suite 207 MDG BLDG | United States | Maryland | Howard | Columbia | 21044 | 1 | 1.01
183318 | 82387-13029 | STERRETT PLACE COLUMBIA 1 | 82387 | JOINT RECRUITING PROGRAM | USACE | 5565 Sterrett Place, Suite 100 | United States | Maryland | Howard | Columbia | 21044 | 1 | 1.01
188578 | M00264-CG | MARFORCYBERCOM | M00264 | MARINE CORPS BASE QUANTICO VA | MCACT |  | United States | Maryland | Howard | Columbia | 21044 | 1 | 1.01
191621 | 824095 | 10320 LITTLE PATUXENT PARKWAY COLUMBIA | 82387 | JOINT RECRUITING PROGRAM | USACE | 10320 Little Patuxent Parkway | United States | Maryland | Howard | Columbia | 21044 | 1 | 1.01
183739 | 82387-11593 | DEERPATH ROAD ELKRIDGE | 82387 | JOINT RECRUITING PROGRAM | USACE | 6810 Deerpath Road | United States | Maryland | Howard | Elkridge | 21075 | 1 | 1.01
4031 | 24A95 | BG THOMAS B. BAKER | 240NG | MARYLAND NATIONAL GUARD | ARGUARD | 4244 Montgomery Road | United States | Maryland | Howard | Ellicott City | 21043 | 1 | 1.01
1216 | N68469-CR | NSWC CARDEROCK | N68469 | NAVAL SUPPORT ACTIVITY WASH | NAVACT | 9500 MacArthur Boulevard | United States | Maryland | Montgomery | Bethesda | 20817 | 1.02 | 1.02
6365 | 24075 | NATIONAL GEOSPATIAL-ITELLIGENC | 51375 | JOINT BASE MYER-HENDERSON HALL | ARACT |  | United States | Maryland | Montgomery | Bethesda | 20817 | 1.02 | 1.02
147 | N33355 | NATNAVMEDCEN BETHESDA MD | N33355 | NATNAVMEDCEN BETHESDA MD | NAVACT |  | United States | Maryland | Montgomery | Bethesda | 20889 | 1.02 | 1.02
183581 | 82387-11676 | E DIAMOND GAITHERSBURG | 82387 | JOINT RECRUITING PROGRAM | USACE | 317-D East Diamond Avenue | United States | Maryland | Montgomery | Gaithersburg | 20877 | 1 | 1.01
6169 | 24494 | MG B L HUNTON MEM USARC | 42560 | 99TH RRC - PENNSYLVANIA | ARRES | 8791 Snouffers School Road | United States | Maryland | Montgomery | Gaithersburg | 20879 | 1 | 1.01
6137 | 24401 | MDARNG NG OLNEY | 240NG | MARYLAND NATIONAL GUARD | ARGUARD | 5115 Riggs Road | United States | Maryland | Montgomery | Gaithersburg | 20882 | 1 | 1.01
184577 | 82387-11042 | 611 ROCKVILLE PIKE ROCKVILLE | 82387 | JOINT RECRUITING PROGRAM | USACE | 611 Rockville Pike, Suite 140 | United States | Maryland | Montgomery | Rockville | 20850 | 1.02 | 1.02
6114 | 24825 | MAUS-WARFIELD USARC | 42560 | 99TH RRC - PENNSYLVANIA | ARRES | 1850 Baltimore Road | United States | Maryland | Montgomery | Rockville | 20851 | 1.02 | 1.02
170493 | MDL09 | TECH ROAD LEASE | WHS01 | WASHINGTON HEADQUARTERS | WHS | Tech Road | United States | Maryland | Montgomery | Silver Spring | 20901 | 1.02 | 1.02
170497 | MDL13 | SILVER SPRING METRO 1 | WHS01 | WASHINGTON HEADQUARTERS | WHS |  | United States | Maryland | Montgomery | Silver Spring | 20901 | 1.02 | 1.02
6968 | 24606 | FORT DETRICK GLEN HAVEN ANNEX | 24225 | FORT DETRICK | ARACT | Intersection of Horde Street and Windham Drive | United States | Maryland | Montgomery | Silver Spring | 20902 | 1.02 | 1.02
6170 | 24C35 | MG GEORGE M. GELSTON | 240NG | MARYLAND NATIONAL GUARD | ARGUARD | 12200 Cherry Hill Road | United States | Maryland | Montgomery | Silver Spring | 20904 | 1.02 | 1.02
187072 | 801190 | BELL PRE ROAD SILVER SPRING | 82387 | JOINT RECRUITING PROGRAM | USACE | Bell Pre Road | United States | Maryland | Montgomery | Silver Spring | 20906 | 1.02 | 1.02
6967 | 24605 | FORT DETRICK FOREST GLEN ANNEX | 24225 | FORT DETRICK | ARACT | 100 yards North of the Intersection of Brookville Rd and Garfield Ave | United States | Maryland | Montgomery | Silver Spring | 20910 | 1.02 | 1.02
188557 | 820523 | 8010 BLAIR MILL WAY SILVER SPRING | 24225 | FORT DETRICK | ARACT | 8010 Blair Mill Way | United States | Maryland | Montgomery | Silver Spring | 20910 | 1.02 | 1.02
188565 | 820493 | 921 C ELLSWORTH DRIVE SILVER SPRING | 82387 | JOINT RECRUITING PROGRAM | USACE | 921 C Ellsworth Drive | United States | Maryland | Montgomery | Silver Spring | 20910 | 1.02 | 1.02
188920 | 820782 | THE VERIDIAN AT SILVER SPRING METRO | 24225 | FORT DETRICK | ARACT | 8010 Blair Mill Way | United States | Maryland | Montgomery | Silver Spring | 20910 | 1.02 | 1.02
189159 | 820659 | THE PORTICO APARTMENTS | 24225 | FORT DETRICK | ARACT |  | United States | Maryland | Montgomery | Silver Spring | 20910 | 1.02 | 1.02
189705 | 821831 | HOME PROPERTIES 1200 EAST WEST LLC | 24225 | FORT DETRICK | ARACT |  | United States | Maryland | Montgomery | Silver Spring | 20910 | 1.02 | 1.02
189706 | 821807 | THE CAMERON, 8710 CAMERON STREET, SILVER SPRING, MD | 24225 | FORT DETRICK | ARACT | 8710 Cameron Street | United States | Maryland | Montgomery | Silver Spring | 20910 | 1.02 | 1.02
1359 | AEDC0001 | AEDC, WHITE OAK SITE # 1 | ANZY | ARNOLD | AFACT | 10905 New Hampshire Avenue | United States | Maryland | Montgomery | Unknown | 20903 | 1.02 | 1.02
191260 | MDL23 | CAPITAL OFFICE PARK 1 | WHS01 | WASHINGTON HEADQUARTERS | WHS |  | United States | Maryland | New Castle | Wilmington | 20151 | 0.99 | 1
1377 | AJXF0001 | ANDREWS SITE # 1 | AJXF | ANDREWS AIR FORCE BASE | AFACT | 1841 Westover Drive | United States | Maryland | Prince George's | Andrews AFB | 20762 | 1 | 1
185068 | 800064 | 4041 POWDER MILL ROAD BELTSVILLE | 82387 | JOINT RECRUITING PROGRAM | USACE | 4041 Powder Mill Road | United States | Maryland | Prince George's | Beltsville | 20705 | 1 | 1
190245 | 24350 | BOWIE MD | 42560 | 99TH RRC - PENNSYLVANIA | ARRES |  | United States | Maryland | Prince George's | Bowie | 20720 | 1 | 1
190277 | 823010 | 12420 FAIRWOOD PKWY BOWIE | 82387 | JOINT RECRUITING PROGRAM | USACE | 12420 Fairwood Parkway | United States | Maryland | Prince George's | Bowie | 20720 | 1 | 1
1517 | CFJG0001 | BRANDYWINE GLOBECOM ANNEX SITE # 1 | AJXF | ANDREWS AIR FORCE BASE | AFACT | 22 Air Force Road | United States | Maryland | Prince George's | Brandywine | 20613 | 1 | 1
1518 | CFJN0001 | BRANDYWINE FAMILY HOUSING ANNEX SITE # 1 | AJXF | ANDREWS AIR FORCE BASE | AFACT | 13001 Molly Berry Road | United States | Maryland | Prince George's | Brandywine | 20613 | 1 | 1
1519 | CFJQ0001 | BRANDYWINE STORAGE ANNEX SITE # 1 | AJXF | ANDREWS AIR FORCE BASE | AFACT | 14180 Brandywine Road | United States | Maryland | Prince George's | Brandywine | 20613 | 1 | 1
170035 | GTCC0001 | GOTT COMPANY PROPERTY | AJXF | ANDREWS AIR FORCE BASE | AFACT | 13709 Cherry Tree Crossing Road | United States | Maryland | Prince George's | Brandywine | 20613 | 1 | 1
4532 | 24A45 | CONG STENY HOYER ARMORY | 240NG | MARYLAND NATIONAL GUARD | ARGUARD | 9900 Surratts Road | United States | Maryland | Prince George's | Cheltenham | 20623 | 1.02 | 1.02
190419 | 822394 | 7529 OLD ALEXANDRIA FERRY ROAD CLINTON | 82387 | JOINT RECRUITING PROGRAM | USACE | 7529 Old Alexandria Ferry Road | United States | Maryland | Prince George's | Clinton | 20735 | 1 | 1
182582 | 82387-11138 | 7305 BALTIMORE AVENUE COLLEGE PARK | 82387 | JOINT RECRUITING PROGRAM | USACE | 7305 Baltimore Avenue, Suite 302 | United States | Maryland | Prince George's | College Park | 20740 | 1 | 1
6166 | 24B25 | MG (BREVET) JOHN R. KENLY | 240NG | MARYLAND NATIONAL GUARD | ARGUARD | 7100 Greenbelt Road | United States | Maryland | Prince George's | Greenbelt | 20770 | 1.02 | 1.02
170489 | MDL05 | 2803 52ND AVE | WHS01 | WASHINGTON HEADQUARTERS | WHS | 2803 52nd Avenue | United States | Maryland | Prince George's | Hyattsville | 20781 | 0.99 | 1
170494 | MDL10 | METRO 1 | WHS01 | WASHINGTON HEADQUARTERS | WHS |  | United States | Maryland | Prince George's | Hyattsville | 20781 | 0.99 | 1
170495 | MDL11 | METRO III | WHS01 | WASHINGTON HEADQUARTERS | WHS |  | United States | Maryland | Prince George's | Hyattsville | 20781 | 0.99 | 1
185712 | 82387-11378 | BELCREST RD HYATTSVILLE | 82387 | JOINT RECRUITING PROGRAM | USACE | 6525 Belcrest Road, Rooms 285, 450, 425, & 555 | United States | Maryland | Prince George's | Hyattsville | 20782 | 1 | 1
186683 | 800068 | METROPOLITAN SHOPS HYATTSVILLE | 82387 | JOINT RECRUITING PROGRAM | USACE |  | United States | Maryland | Prince George's | Hyattsville | 20782 | 1 | 1
7666 | 24234 | US ARMY ADELPHI LABORATORY CENTER | 24234 | US ARMY RESEARCH LABORATORY ADELPHI | ARACT | 2800 Powder Mill Road | United States | Maryland | Prince George's | Hyattsville | 20783 | 1 | 1
170648 | 24503 | ADELPHI READINESS CENTER | 240NG | MARYLAND NATIONAL GUARD | ARGUARD |  | United States | Maryland | Prince George's | Hyattsville | 20783 | 1 | 1
188946 | MDL20 | 3300 75TH AVENUE | WHS01 | WASHINGTON HEADQUARTERS | WHS | 3300 75th Avenue | United States | Maryland | Prince George's | Hyattsville | 20785 | 1 | 1
3325 | WLVU0001 | SUMMERFIELD FAMILY HOUSING SITE # 1 | AJXF | ANDREWS AIR FORCE BASE | AFACT | 8251 Ridgefield Boulevard | United States | Maryland | Prince George's | Landover | 20785 | 1 | 1
170485 | MDL01 | ARDMORE/ARDWICK | WHS01 | WASHINGTON HEADQUARTERS | WHS |  | United States | Maryland | Prince George's | Landover | 20785 | 1 | 1
170491 | MDL07 | 6340 COLUMBIA PARK | WHS01 | WASHINGTON HEADQUARTERS | WHS |  | United States | Maryland | Prince George's | Landover | 20785 | 1 | 1
185069 | 82387-11182 | 800A SHOPPERS WAY LARGO | 82387 | JOINT RECRUITING PROGRAM | USACE | 800A Shoppers Way, Building P | United States | Maryland | Prince George's | Largo | 20774 | 1 | 1
6906 | 24891 | PVT HENRY COSTIN | 240NG | MARYLAND NATIONAL GUARD | ARGUARD | 8301 Odell Road | United States | Maryland | Prince George's | Laurel | 20708 | 1.02 | 1.02
186179 | 800714 | WASHINGTON BLVD LAUREL | 82387 | JOINT RECRUITING PROGRAM | USACE | Washington Boulevard | United States | Maryland | Prince George's | Laurel | 20723 | 1 | 1
183308 | 800070 | 12100 CENTRAL AVENUE MITCHELLVILLE | 82387 | JOINT RECRUITING PROGRAM | USACE | 12100 Central Avenue | United States | Maryland | Prince George's | Mitchellville | 20721 | 1 | 1
182584 | 82387-13041 | SUNRISE SHOPPING CENTER OXON HILL | 82387 | JOINT RECRUITING PROGRAM | USACE | Sunrise Shopping Center, Suites 4 & 15 | United States | Maryland | Prince George's | Oxon Hill | 20745 | 1 | 1
188858 | 820913 | 6710 OXON HILL ROAD OXON HILL | 82387 | JOINT RECRUITING PROGRAM | USACE | 12100 Central Avenue | United States | Maryland | Prince George's | Oxon Hill | 20745 | 1 | 1
6889 | 24805 | PRINCE GEORGE CTY MEM USARC | 42560 | 99TH RRC - PENNSYLVANIA | ARRES | 6601 Baltimore Avenue | United States | Maryland | Prince George's | Riverdale | 20737 | 1 | 1.01
594 | N68469-MI | NMIC SUITLAND | N68469 | NAVAL SUPPORT ACTIVITY WASH | NAVACT | 4251 Suitland Road | United States | Maryland | Prince George's | Suitland | 20395 | 1 | 1
7462 | 24635 | SUITLAND MICROWAVE TOWER | 51105 | FORT BELVOIR | ARACT | 0.1 miles West of the Intersection of Silver Hill Rd and Suitland Parkway | United States | Maryland | Prince George's | Suitland | 20746 | 1 | 1
170498 | MDL14 | SUITLAND DAY CARE CENTER | WHS01 | WASHINGTON HEADQUARTERS | WHS |  | United States | Maryland | Prince George's | Suitland | 20746 | 1 | 1
182592 | 82387-11346 | AUTH RD SUITLAND | 82387 | JOINT RECRUITING PROGRAM | USACE | 5211 Auth Road, Airment Memorial Building | United States | Maryland | Prince George's | Suitland | 20746 | 1 | 1
7327 | 24702 | SOUTHERN MARYLAND USARC | 42560 | 99TH RRC - PENNSYLVANIA | ARRES | 5550 Dowerhouse Road | United States | Maryland | Prince George's | Upper Marlboro | 20771 | 1 | 1
4490 | 24C05 | COL VICTOR P. GILLESPE | 240NG | MARYLAND NATIONAL GUARD | ARGUARD | 3011 Star Road | United States | Maryland | Queen Anne's | Queen Anne | 21657 | 1 | 1.01
6167 | 24A55 | MG (MD) MAURICE D. TAWES | 240NG | MARYLAND NATIONAL GUARD | ARGUARD | 8 East Main Street | United States | Maryland | Somerset | Crisfield | 21817 | 1 | 1.01
923 | N47608-WO | WESTOVER MD | N47608 | NAS PATUXENT RIVER MD | NAVACT |  | United States | Maryland | Somerset | Manokin | 21871 | 1 | 1.01
185539 | 800065 | 22775 THREE NOTCH ROAD CALIFORNIA | 82387 | JOINT RECRUITING PROGRAM | USACE | 22775 Three Notch Road | United States | Maryland | St. Mary's | California | 20619 | 1.06 | 1.06
915 | N47608-GM | GREAT MILLS | N47608 | NAS PATUXENT RIVER MD | NAVACT | 21491 Old Great Mills Road | United States | Maryland | St. Mary's | Great Mills | 20653 | 1.06 | 1.06
924 | N47608-WR | WILLOWS ROAD | N47608 | NAS PATUXENT RIVER MD | NAVACT | 46967 Bradley Boulevard | United States | Maryland | St. Mary's | Great Mills | 20653 | 1.06 | 1.06
916 | N47608-HA | GLENN FOREST | N47608 | NAS PATUXENT RIVER MD | NAVACT | 21550 Willows Road | United States | Maryland | St. Mary's | Lexington Park | 20653 | 1.01 | 1.01
185916 | N47608-LP | LEXINGTON PARK | N47608 | NAS PATUXENT RIVER MD | NAVACT |  | United States | Maryland | St. Mary's | Lexington Park | 20653 | 1.01 | 1.01
911 | N47608-BA | POINT NO POINT | N47608 | NAS PATUXENT RIVER MD | NAVACT | 50643 Holly Point Road | United States | Maryland | St. Mary's | Patuxent River | 20628 | 1.06 | 1.06
913 | N47608-CA | ST JAMES | N47608 | NAS PATUXENT RIVER MD | NAVACT | 20185 Tippett RoadTIPPETT | United States | Maryland | St. Mary's | Patuxent River | 20653 | 1.06 | 1.06
918 | N47608-KA | BAY FORREST | N47608 | NAS PATUXENT RIVER MD | NAVACT | 49489 Bay Forest Road | United States | Maryland | St. Mary's | Patuxent River | 20653 | 1.06 | 1.06
1192 | N47608-SP | SOUTHAMPTON | N47608 | NAS PATUXENT RIVER MD | NAVACT |  | United States | Maryland | St. Mary's | Patuxent River | 20653 | 1.06 | 1.06
1193 | N47608-SG | SOUTHGATE | N47608 | NAS PATUXENT RIVER MD | NAVACT |  | United States | Maryland | St. Mary's | Patuxent River | 20653 | 1.06 | 1.06
1321 | N47608-EA | HERMANVILLE | N47608 | NAS PATUXENT RIVER MD | NAVACT | 20429 Poplar Ridge Road | United States | Maryland | St. Mary's | Patuxent River | 20653 | 1.06 | 1.06
1340 | N47608-TR | TIPPET'S ROAD | N47608 | NAS PATUXENT RIVER MD | NAVACT |  | United States | Maryland | St. Mary's | Patuxent River | 20653 | 1.06 | 1.06
150 | N47608 | NAVAL AIR STATION PATUXENT RIVER | N47608 | NAS PATUXENT RIVER MD | NAVACT | 21897 Cedar Point Road | United States | Maryland | St. Mary's | Patuxent River | 20670 | 1.06 | 1.06
914 | N47608-DA | CEDAR POINT ISLAND | N47608 | NAS PATUXENT RIVER MD | NAVACT |  | United States | Maryland | St. Mary's | Patuxent River | 20670 | 1.06 | 1.06
919 | N47608-LA | POINT LOOKOUT | N47608 | NAS PATUXENT RIVER MD | NAVACT | 10380 Point Lookout Road | United States | Maryland | St. Mary's | Point Lookout | 20687 | 1.06 | 1.06
921 | N47608-TM | TULIP MEM ST INIGOES | N47608 | NAS PATUXENT RIVER MD | NAVACT |  | United States | Maryland | St. Mary's | Saint Inigoes | 20684 | 1.06 | 1.06
922 | N47608-WF | WEBSTER FIELD | N47608 | NAS PATUXENT RIVER MD | NAVACT |  | United States | Maryland | St. Mary's | Saint Inigoes | 20684 | 1.06 | 1.06
170685 | 24C33 | WEBSTER FIELD | 240NG | MARYLAND NATIONAL GUARD | ARGUARD |  | United States | Maryland | St. Mary's | Saint Inigoes | 20684 | 1.06 | 1.06
191730 | N47608-GR | GRAYSON RD | N47608 | NAS PATUXENT RIVER MD | NAVACT |  | United States | Maryland | St. Mary's | Saint Inigoes | 20684 | 1.06 | 1.06
1282 | N61151-SM | ST MARYS MD STA 46 | N61151 | NSA SOUTH POTOMAC | NAVACT | 19700 Mulberry Fields Road | United States | Maryland | St. Mary's | St. Marys City | 20650 | 1.06 | 1.06
4022 | 24A75 | BG (MD) LOUIS G. SMITH | 240NG | MARYLAND NATIONAL GUARD | ARGUARD | 7111 Ocean Gateway | United States | Maryland | Talbot | Easton | 21601 | 1 | 1.01
188505 | 820485 | 28601 MARBORO AVENUE EASTON | 82387 | JOINT RECRUITING PROGRAM | USACE | 28601 Marboro Avenue | United States | Maryland | Talbot | Easton | 21601 | 1 | 1.01
595 | N68469-AH | TILGHMAN ISLAND | N68469 | NAVAL SUPPORT ACTIVITY WASH | NAVACT |  | United States | Maryland | Talbot | Tilghman | 21671 | 1 | 1.01
910 | N47608-SH | SHARPS ISLAND | N47608 | NAS PATUXENT RIVER MD | NAVACT |  | United States | Maryland | Talbot | Tilghman | 21671 | 1 | 1.01
4113 | 24890 | BOYD M. COOK ARMORY | 240NG | MARYLAND NATIONAL GUARD | ARGUARD | 13817 Ritchie Road | United States | Maryland | Washington | Cascade | 21719 | 1 | 1.01
9410 | 24626 | RRMC QUIRAUK SITE C | WHS01 | WASHINGTON HEADQUARTERS | WHS | 14301 Pen Mar High Rock Road | United States | Maryland | Washington | Cascade | 21719 | 1 | 1.01
4023 | 24B31 | BG (MD) RANDOLPH MILLHOLLAND | 240NG | MARYLAND NATIONAL GUARD | ARGUARD | 18500 Roxbury Road | United States | Maryland | Washington | Hagerstown | 21740 | 1 | 1.01
7496 | 24755 | TAGG-ZIRKLE USARC | 42560 | 99TH RRC - PENNSYLVANIA | ARRES |  | United States | Maryland | Washington | Hagerstown | 21740 | 1 | 1.01
184527 | 82387-11617 | DUAL HWY HAGERSTOWN | 82387 | JOINT RECRUITING PROGRAM | USACE | 1423 Dual Highwya, Foxshire Plaza Shopping Center | United States | Maryland | Washington | Hagerstown | 21740 | 1 | 1.01
4030 | 24B33 | BG THOMAS B BAKER TRAING SITE | 240NG | MARYLAND NATIONAL GUARD | ARGUARD | 11110 Ziegler Road | United States | Maryland | Washington | Hancock | 21750 | 1 | 1.01
182363 | 82387-11202 | 8245 B DICKERSON LANE SALISBURY | 82387 | JOINT RECRUITING PROGRAM | USACE | 8245 B Dickerson Lanve, Avalon Plaza Shopping Center | United States | Maryland | Wicomico | Salisbury | 21801 | 1 | 1.01
191219 | 823744 | 810 MEADOW POINT RD. SALISBURY | 70132 | INDEPENDENT DUTY HOUSING PROGRAM | USACE | 810 Meadow Point Road | United States | Maryland | Wicomico | Salisbury | 21801 | 1 | 1.01
4602 | 24C10 | CSM BLAIR LEE CROCKETT | 240NG | MARYLAND NATIONAL GUARD | ARGUARD | 28722 Ocean Gateway | United States | Maryland | Wicomico | Salisbury | 21804 | 1 | 1.01
4197 | 25A30 | BOURNE | 250NG | MASSACHUSETTS NATIONAL GUARD | ARGUARD | 10 Armory Road | United States | Massachusetts | Barnstable | Bourne | 02532 | 1.19 | 1.23
6313 | 25175 | MTA CAMP EDWARDS | 25175 | CAMP EDWARDS | ARGUARD | 3435 Merchants Way | United States | Massachusetts | Barnstable | Bourne | 02532 | 1.19 | 1.23
184816 | 250NG-10001 | CAMP EDWARDS BOURNE | 250NG | MASSACHUSETTS NATIONAL GUARD | ARGUARD | Camp Edwards | United States | Massachusetts | Barnstable | Bourne | 02532 | 1.19 | 1.23
1557 | DBHQ0001 | CAPE COD AIR STATION SITE # 1 | MXRD | HANSCOM AFB | AFACT | 1 Flat Rock Hill Road | United States | Massachusetts | Barnstable | Bourne | 02561 | 1.22 | 1.27
3129 | SPMP0001 | OTIS ILS OUTER MARKER ANNEX SITE # 1 | SPBN | OTIS ANG BASE | AFGUARD | 15 Cedarville Road | United States | Massachusetts | Barnstable | East Sandwich | 02537 | 1.19 | 1.23
3932 | 25B40 | BARNSTABLE | 250NG | MASSACHUSETTS NATIONAL GUARD | ARGUARD | 225 South Street | United States | Massachusetts | Barnstable | Hyannis | 02601 | 1.19 | 1.23
170337 | 25E24 | HYANNIS STOREFRONT | 250NG | MASSACHUSETTS NATIONAL GUARD | ARGUARD |  | United States | Massachusetts | Barnstable | Hyannis | 02601 | 1.19 | 1.23
187925 | 810030 | 540 MAIN STREET HYANNIS | 82387 | JOINT RECRUITING PROGRAM | USACE | 540 Main Street | United States | Massachusetts | Barnstable | Hyannis | 02601 | 1.19 | 1.23
3128 | SPBN0001 | OTIS ANG BASE SITE # 1 | SPBN | OTIS ANG BASE | AFGUARD | 158 East Reilly Street | United States | Massachusetts | Barnstable | Otis ANGB, Mashpee | 02542 | 1.19 | 1.23
187747 | SPBN0002 | OTIS ANG BASE SITE #2 - PARCEL "I" | SPBN | OTIS ANG BASE | AFGUARD |  | United States | Massachusetts | Barnstable | Otis ANGB, Mashpee | 02542 | 1.19 | 1.23
188842 | 820578 | 62 ASPINET ROAD WEST YARMOUTH | 70132 | INDEPENDENT DUTY HOUSING PROGRAM | USACE | 62 Aspinet Road | United States | Massachusetts | Barnstable | West Yarmouth | 02673 | 1.19 | 1.23
191554 | 25E70 | ARMY NATIONAL GUARD RECRUTING OFFICE | 250NG | MASSACHUSETTS NATIONAL GUARD | ARGUARD |  | United States | Massachusetts | Berkshire | Adams | 01220 | 1.19 | 1.23
244 | N69139 | PITTSFIELD MA NRC CS | N69139 | PITTSFIELD MA NRC CS | NAVACT | 780 Washington Avenue | United States | Massachusetts | Berkshire | Pittsfield | 01201 | 1.19 | 1.23
992 | N00129-SA | NAVPRO PITTSFIELD MA | N00129 | NAVSUBASE NEW LONDON CT | NAVACT | 100 Plastics Avenue | United States | Massachusetts | Berkshire | Pittsfield | 01201 | 1.19 | 1.23
4393 | 25855 | CHARLES W. WHITTLESEY USARC | 42560 | 99TH RRC - PENNSYLVANIA | ARRES | 200 Barker Road | United States | Massachusetts | Berkshire | Pittsfield | 01201 | 1.19 | 1.23
6815 | 25C35 | PITTSFIELD | 250NG | MASSACHUSETTS NATIONAL GUARD | ARGUARD | 171 Vin Hebert Boulevard | United States | Massachusetts | Berkshire | Pittsfield | 01201 | 1.19 | 1.23
188325 | 820086 | 457 DALTON AVENUE PITTSFIELD | 82387 | JOINT RECRUITING PROGRAM | USACE | 457 Dalton Avenue | United States | Massachusetts | Berkshire | Pittsfield | 01201 | 1.19 | 1.23
184382 | 800113 | NEW HARBOUR MALL FALL RIVER | 82387 | JOINT RECRUITING PROGRAM | USACE | 372 William S Canning Blvd | United States | Massachusetts | Bristol | Fall River | 02722 | 1.19 | 1.23
4913 | 25A95 | FALL RIVER | 250NG | MASSACHUSETTS NATIONAL GUARD | ARGUARD | 1089 Dwelly Street | United States | Massachusetts | Bristol | Fall River | 02724 | 1.19 | 1.23
170377 | 25E06 | FALL RIVER STOREFRONT | 250NG | MASSACHUSETTS NATIONAL GUARD | ARGUARD |  | United States | Massachusetts | Bristol | Fall River | 02724 | 1.19 | 1.23
170399 | 25E01 | NORTH ATTLEBOROUGH STOREFRONT | 250NG | MASSACHUSETTS NATIONAL GUARD | ARGUARD |  | United States | Massachusetts | Bristol | New Bedford | 02746 | 1.19 | 1.23
189424 | 25E34 | NEW BEDFORD RECRUITING STOREFRONT | 250NG | MASSACHUSETTS NATIONAL GUARD | ARGUARD |  | United States | Massachusetts | Bristol | New Bedford | 02746 | 1.19 | 1.23
184818 | 82387-11836 | FAUNCE CORNER NORTH DARTMOUTH | 82387 | JOINT RECRUITING PROGRAM | USACE | 145-D Faunce Corner Road, Faunce Corner Crossing | United States | Massachusetts | Bristol | North Dartmouth | 02747 | 1.19 | 1.23
6974 | 25178 | REHOBOTH-TS NIKE 19 COE #25326 | 250NG | MASSACHUSETTS NATIONAL GUARD | ARGUARD | 13 Fire Tower Road | United States | Massachusetts | Bristol | Rehoboth | 02769 | 1.19 | 1.23
183910 | 82387-10886 | 448 TURNPIKE, SUITE 2A/2C SOUTH EASTON | 82387 | JOINT RECRUITING PROGRAM | USACE | 448 Turnpike Street, Village Place Suites 2A & 2C | United States | Massachusetts | Bristol | South Easton | 02375 | 1.19 | 1.23
5188 | 25905 | GEORGE HAMPDEN CROSSMAN USARC | 42560 | 99TH RRC - PENNSYLVANIA | ARRES | 130 Eldridge Street | United States | Massachusetts | Bristol | Taunton | 02780 | 1.19 | 1.23
7510 | 25C87 | TAUNTON | 250NG | MASSACHUSETTS NATIONAL GUARD | ARGUARD | 12408 Woodlea Road | United States | Massachusetts | Bristol | Taunton | 02780 | 1.19 | 1.23
182364 | 82387-12281 | MILL RIVER PL TAUNTON | 82387 | JOINT RECRUITING PROGRAM | USACE | 1 Washington Street, Mill River Place | United States | Massachusetts | Bristol | Taunton | 02780 | 1.19 | 1.23
7673 | 25775 | 1 SGT LAWRENCE O. PONCIN USARC | 42560 | 99TH RRC - PENNSYLVANIA | ARRES | 50 John William Street | United States | Massachusetts | Bristol | Unknown | 02703 | 1.19 | 1.23
182341 | 82387-10009 | 100 CUMMINGS CENTER BEVERLY | 82387 | JOINT RECRUITING PROGRAM | USACE | 100 Cummings Center, Suite 430A | United States | Massachusetts | Essex | Beverly | 01915 | 1.19 | 1.23
3664 | 25405 | 1LT JOHN A. FERA USARC | 42560 | 99TH RRC - PENNSYLVANIA | ARRES | 72 North Street | United States | Massachusetts | Essex | Danvers | 01923 | 1.19 | 1.23
4642 | 25A90 | DANVERS | 250NG | MASSACHUSETTS NATIONAL GUARD | ARGUARD | 2 Armory Road | United States | Massachusetts | Essex | Danvers | 01923 | 1.19 | 1.23
183695 | 82387-12051 | INDEPENDENCE WAY DANVERS | 82387 | JOINT RECRUITING PROGRAM | USACE | 100 Independence Way, Suite F109C | United States | Massachusetts | Essex | Danvers | 01923 | 1.19 | 1.23
3232 | UQHH0001 | SAGAMORE HILL ELECTRONICS RESEARCH ANNEX SITE # 1 | MXRD | HANSCOM AFB | AFACT | 305 Sagamore Street | United States | Massachusetts | Essex | Hamilton | 01982 | 1.19 | 1.23
170691 | 25E20 | HAVERHILL STOREFRONT | 250NG | MASSACHUSETTS NATIONAL GUARD | ARGUARD |  | United States | Massachusetts | Essex | Haverhill | 01830 | 1.19 | 1.23
183869 | 82387-10921 | 5 WASHINGTON SQ, UNIT 1L HAVERHILL | 82387 | JOINT RECRUITING PROGRAM | USACE | 5 Washington Square, Commbs Building Condo Acco. Unit 1L | United States | Massachusetts | Essex | Haverhill | 01830 | 1.19 | 1.23
182606 | 82387-13403 | WINTHROP AVE LAWRENCE | 82387 | JOINT RECRUITING PROGRAM | USACE | 160 Winthrop Avenue, Stadium Plaza | United States | Massachusetts | Essex | Lawrence | 01843 | 1.19 | 1.23
5999 | 25B55 | LYNN | 250NG | MASSACHUSETTS NATIONAL GUARD | ARGUARD | 38 South Common Street | United States | Massachusetts | Essex | Lynn | 01902 | 1.19 | 1.23
6162 | 25B75 | METHUEN | 250NG | MASSACHUSETTS NATIONAL GUARD | ARGUARD | 619 Lowell Street | United States | Massachusetts | Essex | Methuen | 01844 | 1.19 | 1.23
6419 | 25C05 | NEWBURYPORT | 250NG | MASSACHUSETTS NATIONAL GUARD | ARGUARD | 57 Low Street | United States | Massachusetts | Essex | Newburyport | 01950 | 1.19 | 1.23
183313 | 82387-11322 | ANDOVER ST PEABODY | 82387 | JOINT RECRUITING PROGRAM | USACE | 257 Andover Street | United States | Massachusetts | Essex | Peabody | 01960 | 1.19 | 1.23
183697 | 82387-12898 | SALLY PLZ SAUGUS | 82387 | JOINT RECRUITING PROGRAM | USACE | 171 Broadway, Sally Plaza | United States | Massachusetts | Essex | Saugus | 01906 | 1.19 | 1.23
189890 | 822052 | 214 BROADWAY SAUGUS | 82387 | JOINT RECRUITING PROGRAM | USACE | 214 Broadway | United States | Massachusetts | Essex | Saugus | 01906 | 1.19 | 1.23
191087 | 25E65 | SAUGUS RECRUITING CTR | 250NG | MASSACHUSETTS NATIONAL GUARD | ARGUARD |  | United States | Massachusetts | Essex | Saugus | 01906 | 1.19 | 1.23
2375 | LNPR0001 | IPSWICH ANTENNA FARM ANNEX SITE # 1 | MXRD | HANSCOM AFB | AFACT | 16 Skytop Road | United States | Massachusetts | Essex | Unknown | 01938 | 1.19 | 1.23
5273 | 25B20 | GREENFIELD | 250NG | MASSACHUSETTS NATIONAL GUARD | ARGUARD | 71 Hope Street | United States | Massachusetts | Franklin | Greenfield | 01301 | 1.19 | 1.23
186661 | 82387-12172 | MAIN ST GREENFIELD | 82387 | JOINT RECRUITING PROGRAM | USACE | 91 Main Street, Mohawk Mall 2nd Floor | United States | Massachusetts | Franklin | Greenfield | 01301 | 1.19 | 1.23
183929 | 18081-10450 | NEW SALEM LAND NEW SALEM | 18081 | ARMY MISSION SUPPORT | USACE | .72 Acres Town of New Salem | United States | Massachusetts | Franklin | New Salem | 01355 | 1.19 | 1.23
4425 | 25A70 | CHICOPEE | 250NG | MASSACHUSETTS NATIONAL GUARD | ARGUARD | 371 Armory Drive | United States | Massachusetts | Hampden | Chicopee | 01013 | 1.19 | 1.23
7869 | 25A75 | WESTOVER AFB | 250NG | MASSACHUSETTS NATIONAL GUARD | ARGUARD |  | United States | Massachusetts | Hampden | Chicopee | 01020 | 1.19 | 1.23
72 | M67021-0004 | CHICOPEE HOUSING | M67021 | HDQTRS 4TH MAW NEW ORLEANS LA | MCRES | 4900 Griffith Road | United States | Massachusetts | Hampden | Chicopee | 01022 | 1.19 | 1.23
3413 | YTPM0001 | WESTOVER ARB SITE # 1 | YTPM | WESTOVER ARB | AFRES | 100 Lloyd Street | United States | Massachusetts | Hampden | Chicopee | 01022 | 1.19 | 1.23
7870 | 25910 | WESTOVER AFRC | 42560 | 99TH RRC - PENNSYLVANIA | ARRES |  | United States | Massachusetts | Hampden | Chicopee | 01022 | 1.19 | 1.23
185782 | 710946 | 551 AIRLIFT DRIVE CHICOPEE | 66155 |  | USACE | 551 Airlift Drive | United States | Massachusetts | Hampden | Chicopee | 01022 | 1.19 | 1.23
191429 | 824002 | 700 EAGLE DRIVE CHICOPEE | 82387 | JOINT RECRUITING PROGRAM | USACE | 700 Eagle Drive | United States | Massachusetts | Hampden | Chicopee | 01022 | 1.19 | 1.23
4933 | 25A10 | FEEDING HILLS / AGAWAM | 250NG | MASSACHUSETTS NATIONAL GUARD | ARGUARD | 140 Maynard Street | United States | Massachusetts | Hampden | Feeding Hills | 01030 | 1.19 | 1.23
182598 | 82387-11841 | FEDERAL BLDG SPRINGFIELD | 82387 | JOINT RECRUITING PROGRAM | USACE | 1550 Main Street, Federal Building | United States | Massachusetts | Hampden | Springfield | 01103 | 1.14 | 1.17
3855 | 25885 | ARTHUR MACARTHUR USARC | 42560 | 99TH RRC - PENNSYLVANIA | ARRES | 50 East Street | United States | Massachusetts | Hampden | Springfield | 01104 | 1.14 | 1.17
7351 | 25C75 | SPRINGFIELD | 250NG | MASSACHUSETTS NATIONAL GUARD | ARGUARD | 1301 North Macarthur | United States | Massachusetts | Hampden | Springfield | 01109 | 1.14 | 1.17
191521 | 824055 | 843 WORCESTER STREET SPRINGFIELD | 82387 | JOINT RECRUITING PROGRAM | USACE | 843 Worcester Street | United States | Massachusetts | Hampden | Springfield | 01151 | 1.14 | 1.17
1434 | AXQD0001 | BARNES MAP (ANG) SITE # 1 | AXQD | BARNES MAP (ANG) | AFGUARD | 175 East Falcon Drive | United States | Massachusetts | Hampden | Unknown | 01085 | 1.19 | 1.23
190287 | 822364 | 1472 RIVERDALE STREET WEST SPRINGFIELD | 82387 | JOINT RECRUITING PROGRAM | USACE | 1472 Riverdale Street | United States | Massachusetts | Hampden | West Springfield | 01089 | 1.19 | 1.23
7866 | 2597A | WESTFIELD/BARNES | 250NG | MASSACHUSETTS NATIONAL GUARD | ARGUARD | 8 West Silver Street | United States | Massachusetts | Hampden | Westfield | 01085 | 1.19 | 1.23
184648 | 800118 | 94 NORTH ELM STREET WESTFIELD | 82387 | JOINT RECRUITING PROGRAM | USACE | 94 North Elm Street | United States | Massachusetts | Hampden | Westfield | 01085 | 1.19 | 1.23
187522 | 801059 | UNION STREET WESTFIELD | 82387 | JOINT RECRUITING PROGRAM | USACE | Union Street | United States | Massachusetts | Hampden | Westfield | 01085 | 1.19 | 1.23
191606 | AXQD0003 | BARNES MAP (ANG) SITE # 3 | AXQD | BARNES MAP (ANG) | AFGUARD |  | United States | Massachusetts | Hampden | Westfield | 01085 | 1.19 | 1.23
191607 | AXQD0002 | BARNES MAP (ANG) SITE # 2 | AXQD | BARNES MAP (ANG) | AFGUARD |  | United States | Massachusetts | Hampden | Westfield | 01085 | 1.19 | 1.23
7864 | 25D10 | WESTFIELD | 250NG | MASSACHUSETTS NATIONAL GUARD | ARGUARD | 500 Rahway Avenue | United States | Massachusetts | Hampden | Westfield | 01085 | 1.19 | 1.23
185806 | 82387-10364 | 170 LOCKHOUSE ROAD WESTFIELD | 82387 | JOINT RECRUITING PROGRAM | USACE | 170 Lockhouse Road | United States | Massachusetts | Hampden | Westfield | 01085 | 1.19 | 1.23
182611 | 82387-10634 | 279B STARLIFTER AVE WESTOVER AFB | 82387 | JOINT RECRUITING PROGRAM | USACE | 279B Starlifter Avenue, Building 3289 | United States | Massachusetts | Hampden | Westover AFB | 01022 | 1.19 | 1.23
184269 | 82387-11020 | 6 UNIVERSITY DR SUITE 205 AMHERST | 82387 | JOINT RECRUITING PROGRAM | USACE | 6 University Drive, New Market Center Suite 205 | United States | Massachusetts | Hampshire | Amherst | 01002 | 1.19 | 1.23
190251 | 25E60 | AMHERST RECRUITING OFFICE | 250NG | MASSACHUSETTS NATIONAL GUARD | ARGUARD |  | United States | Massachusetts | Hampshire | Amherst | 01002 | 1.19 | 1.23
7671 | 25801 | USAR TRAINING AREA GRANBY MASS | 42560 | 99TH RRC - PENNSYLVANIA | ARRES | 14 Carver Street | United States | Massachusetts | Hampshire | Granby | 01033 | 1.19 | 1.23
4958 | 25C20 | FLORENCE/NORTHAMPTON | 250NG | MASSACHUSETTS NATIONAL GUARD | ARGUARD | 1 Col Lavalee Lane | United States | Massachusetts | Hampshire | Northampton | 01060 | 1.19 | 1.23
182351 | 82387-12519 | NEWTON ST SOUTH HADLEY | 82387 | JOINT RECRUITING PROGRAM | USACE | 485 Newton Street, South Hadley Shopping Center | United States | Massachusetts | Hampshire | South Hadley | 01075 | 1.19 | 1.23
7774 | 25D00 | WARE | 250NG | MASSACHUSETTS NATIONAL GUARD | ARGUARD | 101 South Martin Street | United States | Massachusetts | Hampshire | Ware | 01082 | 1.19 | 1.23
189317 | 25270 | AYER ARMED FORCES RESERVE CENTER | 42560 | 99TH RRC - PENNSYLVANIA | ARRES |  | United States | Massachusetts | Middlesex | Ayer | 01432 | 1.22 | 1.27
3573 | 25152 | DEVENS RESERVE FORCES TNG AREA | 42560 | 99TH RRC - PENNSYLVANIA | ARRES | 30 Quebec Street | United States | Massachusetts | Middlesex | Ayer | 01434 | 1.22 | 1.27
9422 | 25A15 | AYER | 250NG | MASSACHUSETTS NATIONAL GUARD | ARGUARD | 87 Barnum Road | United States | Massachusetts | Middlesex | Ayer | 01434 | 1.22 | 1.27
208 | N93880 | NWIRP BEDFORD MA | N93880 | NWIRP BEDFORD MA | NAVACT | 180 Hartwell Road | United States | Massachusetts | Middlesex | Bedford | 01730 | 1.25 | 1.31
169897 | RLGC0001 | PATRIOT GOLF COURSE | MXRD | HANSCOM AFB | AFACT | 200 Springs Road | United States | Massachusetts | Middlesex | Bedford | 01730 | 1.25 | 1.31
185517 | 18081-10517 | PINE HILL RD & BOSTO | 18081 | ARMY MISSION SUPPORT | USACE | Pine Hill Road & Boston and Maine Railroad | United States | Massachusetts | Middlesex | Bedford | 01730 | 1.25 | 1.31
2487 | MXRD0001 | HANSCOM AFB SITE # 1 | MXRD | HANSCOM AFB | AFACT | 20 Schilling Circle | United States | Massachusetts | Middlesex | Bedford | 01731 | 1.25 | 1.31
4218 | 25A60 | CAMBRIDGE | 250NG | MASSACHUSETTS NATIONAL GUARD | ARGUARD | 450 Concord Avenue | United States | Massachusetts | Middlesex | Cambridge | 02138 | 1.23 | 1.29
4524 | 25A85 | CONCORD | 250NG | MASSACHUSETTS NATIONAL GUARD | ARGUARD | 25 Everett Street | United States | Massachusetts | Middlesex | Concord | 01742 | 1.25 | 1.31
182350 | 18081-10189 | 696 VIRGINIA ROAD CONCORD | 18081 | ARMY MISSION SUPPORT | USACE | 696 Virginia Road | United States | Massachusetts | Middlesex | Concord | 01742 | 1.25 | 1.31
182586 | 82387-10730 | 328 WORCESTER RD FRAMINGHAM | 82387 | JOINT RECRUITING PROGRAM | USACE | 328 Worcester Road | United States | Massachusetts | Middlesex | Framingham | 01701 | 1.29 | 1.35
5067 | 25B10 | FRAMINGHAM | 250NG | MASSACHUSETTS NATIONAL GUARD | ARGUARD | 522 Concord Street | United States | Massachusetts | Middlesex | Framingham | 01702 | 1.29 | 1.35
182585 | 82387-11172 | 79 MAIN STREETRD #4 FRAMINGHAM | 82387 | JOINT RECRUITING PROGRAM | USACE | 79 Main Street, Building #4 Suite 102 | United States | Massachusetts | Middlesex | Framingham | 01703 | 1.29 | 1.35
5351 | 25A20 | HANSCOM | 250NG | MASSACHUSETTS NATIONAL GUARD | ARGUARD | Hartwell Avenue | United States | Massachusetts | Middlesex | Hanscom AFB | 01731 | 1.25 | 1.31
5352 | 2581A | HANSCOM USARC | 42560 | 99TH RRC - PENNSYLVANIA | ARRES |  | United States | Massachusetts | Middlesex | Hanscom AFB | 01731 | 1.25 | 1.31
5498 | 25B35 | HUDSON | 250NG | MASSACHUSETTS NATIONAL GUARD | ARGUARD | Park Street | United States | Massachusetts | Middlesex | Hudson | 01749 | 1.22 | 1.27
9427 | 25B50 | LEXINGTON | 250NG | MASSACHUSETTS NATIONAL GUARD | ARGUARD | 1661 Massachusetts Avenue | United States | Massachusetts | Middlesex | Lexington | 02420 | 1.25 | 1.31
187857 | 810080 | 154 HARTWELL AVENUE LITTLETON | 70132 | INDEPENDENT DUTY HOUSING PROGRAM | USACE | 154 Hartwell Avenue | United States | Massachusetts | Middlesex | Littleton | 01460 | 1.25 | 1.31
170789 | 25E30 | LOWELL STOREFRONT | 250NG | MASSACHUSETTS NATIONAL GUARD | ARGUARD |  | United States | Massachusetts | Middlesex | Lowell | 01852 | 1.25 | 1.31
183775 | 82387-12273 | MIDDLE ST LOWELL | 82387 | JOINT RECRUITING PROGRAM | USACE | 101 Middle Street | United States | Massachusetts | Middlesex | Lowell | 01852 | 1.25 | 1.31
190255 | 821220 | 100 MARKET STREET LOWELL | 82387 | JOINT RECRUITING PROGRAM | USACE | 100 Market Street | United States | Massachusetts | Middlesex | Lowell | 01852 | 1.25 | 1.31
191622 | 824263 | 107 MERRIMACK STREET LOWELL | 82387 | JOINT RECRUITING PROGRAM | USACE | 107 Merrimack Street | United States | Massachusetts | Middlesex | Lowell | 01852 | 1.25 | 1.31
190565 | 822958 | 78 CHARANT ROAD LOWELL | 70132 | INDEPENDENT DUTY HOUSING PROGRAM | USACE | 78 Charant Road | United States | Massachusetts | Middlesex | Lowell | 01854 | 1.25 | 1.31
182609 | 82387-12194 | MAIN ST MALDEN | 82387 | JOINT RECRUITING PROGRAM | USACE | 325 Main Street | United States | Massachusetts | Middlesex | Malden | 02148 | 1.23 | 1.29
182610 | 82387-10809 | 4 PLEASANT STREET MALDEN | 82387 | JOINT RECRUITING PROGRAM | USACE | 4 Pleasant Street, Store #7 | United States | Massachusetts | Middlesex | Malden | 02148 | 1.23 | 1.29
187088 | 801189 | CENTRE STREET MALDEN | 82387 | JOINT RECRUITING PROGRAM | USACE | 100 Market Street | United States | Massachusetts | Middlesex | Malden | 02148 | 1.23 | 1.29
170390 | 25E04 | MARLBOROUGH STOREFRONT | 250NG | MASSACHUSETTS NATIONAL GUARD | ARGUARD |  | United States | Massachusetts | Middlesex | Marlborough | 01752 | 1.23 | 1.29
183776 | 82387-12173 | MAIN ST MARLBOROUGH | 82387 | JOINT RECRUITING PROGRAM | USACE | 186 Main Street | United States | Massachusetts | Middlesex | Marlborough | 01752 | 1.23 | 1.29
190614 | 822973 | 19 BRONTE WAY MARLBOROUGH | 70132 | INDEPENDENT DUTY HOUSING PROGRAM | USACE | 19 Bronte Way | United States | Massachusetts | Middlesex | Marlborough | 01752 | 1.23 | 1.29
183777 | 18081-10470 | OLD MARLBOROUGH RD MAYNARD | 18081 | ARMY MISSION SUPPORT | USACE | Old Marlborough Road next to Natick Labs | United States | Massachusetts | Middlesex | Maynard | 01754 | 1.23 | 1.29
191218 | 823585 | 8 MAIN STREET MEDFORD | 82387 | JOINT RECRUITING PROGRAM | USACE | 8 Main Street | United States | Massachusetts | Middlesex | Medford | 02155 | 1.23 | 1.29
6146 | 25B70 | MELROSE | 250NG | MASSACHUSETTS NATIONAL GUARD | ARGUARD | 120 Main Street | United States | Massachusetts | Middlesex | Melrose | 02176 | 1.23 | 1.29
1341 | N32411-CT | CLOTHING TEXTILE R AND D F | N32411 | NAVAL STATION NEWPORT RI | NAVACT | 86 Kansas Street | United States | Massachusetts | Middlesex | Natick | 01760 | 1.29 | 1.35
6363 | 25B95 | NATICK, SPEEN ST | 250NG | MASSACHUSETTS NATIONAL GUARD | ARGUARD | 143 Speen Street | United States | Massachusetts | Middlesex | Natick | 01760 | 1.29 | 1.35
7309 | 25690 | US ARMY SOLDIER SYSTEMS CENTER NATICK | 25690 | US ARMY SOLDIER SYSTEMS CENTER NATICK | ARACT | Kansas Street | United States | Massachusetts | Middlesex | Natick | 01760 | 1.29 | 1.35
7360 | 25345 | SSC HUDSON HOUSING | 25690 | US ARMY SOLDIER SYSTEMS CENTER NATICK | ARACT | 0.5 miles South of the Intersection of Bruen Rd and Hudson Rd | United States | Massachusetts | Middlesex | Natick | 01760 | 1.29 | 1.35
7362 | 25694 | SSC WAYLAND HOUSING | 25690 | US ARMY SOLDIER SYSTEMS CENTER NATICK | ARACT | At Intersection of Oxbow Rd and Launcher Way | United States | Massachusetts | Middlesex | Natick | 01760 | 1.29 | 1.35
9432 | 25C10 | WEST NEWTON | 250NG | MASSACHUSETTS NATIONAL GUARD | ARGUARD | 525 Waltham Street | United States | Massachusetts | Middlesex | Newton | 02465 | 1.23 | 1.29
185526 | 18081-10267 | BOSTON & MAINE CORP N BILLERICA | 18081 | ARMY MISSION SUPPORT | USACE | Park Street, Boston & Maine Corp. Iron Horse | United States | Massachusetts | Middlesex | North Billerica | 01862 | 1.23 | 1.29
6312 | 25C50 | MTA CAMP CURTIS GUIL | 250NG | MASSACHUSETTS NATIONAL GUARD | ARGUARD | 25 Haverhill Street | United States | Massachusetts | Middlesex | Reading | 01867 | 1.25 | 1.31
3320 | WKQG0001 | SUDBURY ELECTRONIC RESEARCH ANNEX SITE # 1 | MXRD | HANSCOM AFB | AFACT | 2 Hudson Road | United States | Massachusetts | Middlesex | Sudbury | 01776 | 1.25 | 1.31
3688 | 25141 | MG HARRY J. MALONY USARC | 42560 | 99TH RRC - PENNSYLVANIA | ARRES | 11 Saratoga Boulevard | United States | Massachusetts | Middlesex | Unknown | 01432 | 1.23 | 1.29
186081 | 82387-12210 | MAIN ST WALTHAM | 82387 | JOINT RECRUITING PROGRAM | USACE | 633 Main Street | United States | Massachusetts | Middlesex | Waltham | 02451 | 1.23 | 1.29
7823 | 25C95 | WAYLAND, NIKE B73 COE #25365 | 250NG | MASSACHUSETTS NATIONAL GUARD | ARGUARD |  | United States | Massachusetts | Middlesex | Wayland | 01778 | 1.23 | 1.29
4121 | 25A45 | BRAINTREE | 250NG | MASSACHUSETTS NATIONAL GUARD | ARGUARD | 275 Union Street | United States | Massachusetts | Norfolk | Braintree | 02184 | 1.19 | 1.23
187425 | 800704 | CENTRAL STREET FOXBOROUGH | 82387 | JOINT RECRUITING PROGRAM | USACE | Central Street | United States | Massachusetts | Norfolk | Foxborough | 02035 | 1.19 | 1.23
7361 | 25464 | SSC NEEDHAM HOUSING | 25690 | US ARMY SOLDIER SYSTEMS CENTER NATICK | ARACT | Intersection of Dwight Rd and E Militia Heights Rd | United States | Massachusetts | Norfolk | Needham | 01760 | 1.19 | 1.23
185839 | 18081-10455 | NORWOOD AIRPORT NORWOOD | 18081 | ARMY MISSION SUPPORT | USACE | Norwood Airport, County of Plymouth | United States | Massachusetts | Norfolk | Norwood | 02062 | 1.19 | 1.23
1306 | N32446-NQ | NAVOPSPTCEN QUINCY MA | N32446 | NSY PORTSMOUTH | NAVACT | 85 Sea Street | United States | Massachusetts | Norfolk | Quincy | 02169 | 1.19 | 1.23
6913 | 25C45 | QUINCY | 250NG | MASSACHUSETTS NATIONAL GUARD | ARGUARD | 1000 Hancock Street | United States | Massachusetts | Norfolk | Quincy | 02169 | 1.19 | 1.23
183909 | 82387-10697 | 31 HANCOCK COURT QUINCY | 82387 | JOINT RECRUITING PROGRAM | USACE | 31 Hancock Court | United States | Massachusetts | Norfolk | Quincy | 02169 | 1.19 | 1.23
9441 | 25967 | WELLESLEY | 250NG | MASSACHUSETTS NATIONAL GUARD | ARGUARD |  | United States | Massachusetts | Norfolk | Wellesley | 02481 | 1.23 | 1.29
184650 | 18081-10726 | WASHINGTON ST WESTWOOD | 18081 | ARMY MISSION SUPPORT | USACE | 372 WASHINGTON Street | United States | Massachusetts | Norfolk | Westwood | 02090 | 1.19 | 1.23
788 | N69170-FA | FORT DAWES | N69170 | SOUTH WEYMOUTH MA NAS CSO | NAVACT | 1134FA Maine Street | United States | Massachusetts | Norfolk | Weymouth | 02188 | 1.19 | 1.23
789 | N69170-GA | SQUANTUM HOUSING | N69170 | SOUTH WEYMOUTH MA NAS CSO | NAVACT | 1134GA Maine Street | United States | Massachusetts | Norfolk | Weymouth | 02188 | 1.19 | 1.23
1163 | N69170-CA | HANSON MASS | N69170 | SOUTH WEYMOUTH MA NAS CSO | NAVACT | 1134CA Maine Street | United States | Massachusetts | Norfolk | Weymouth | 02188 | 1.19 | 1.23
224 | N69170 | SOUTH WEYMOUTH MA NAS CSO | N69170 | SOUTH WEYMOUTH MA NAS CSO | NAVACT | 1134 Maine Street | United States | Massachusetts | Norfolk | Weymouth | 02190 | 1.19 | 1.23
182373 | 18081-10360 | HELICOPTER LANDING N WEYMOUTH | 18081 | ARMY MISSION SUPPORT | USACE | North Weymouth Helecopter Landing | United States | Massachusetts | Norfolk | Weymouth | 02191 | 1.19 | 1.23
4138 | 25A50 | BRIDGEWATER | 250NG | MASSACHUSETTS NATIONAL GUARD | ARGUARD | 576 Bedford Street | United States | Massachusetts | Plymouth | Bridgewater | 02324 | 1.19 | 1.23
3558 | 25800 | BROCKTON USARC | 42560 | 99TH RRC - PENNSYLVANIA | ARRES | 124 Manley Street | United States | Massachusetts | Plymouth | Brockton | 02301 | 1.19 | 1.23
170367 | 25E03 | BROCKTON STOREFRONT | 250NG | MASSACHUSETTS NATIONAL GUARD | ARGUARD |  | United States | Massachusetts | Plymouth | Brockton | 02301 | 1.23 | 1.29
3570 | 25802 | CPL G M CRAIG USARC/AMSA 163 | 42560 | 99TH RRC - PENNSYLVANIA | ARRES | 915 West Chestnut Street | United States | Massachusetts | Plymouth | Brockton | 02301 | 1.19 | 1.23
9419 | 25A55 | BROCKTON | 250NG | MASSACHUSETTS NATIONAL GUARD | ARGUARD | 901 North 4th Street | United States | Massachusetts | Plymouth | Brockton | 02301 | 1.19 | 1.23
183495 | 82387-13374 | WESTGATE DR BROCKTON | 82387 | JOINT RECRUITING PROGRAM | USACE | 165 Westgate Drive | United States | Massachusetts | Plymouth | Brockton | 02301 | 1.19 | 1.23
189969 | 822181 | 3119 CRANBERRY HIGHWAY EAST WAREHAM | 82387 | JOINT RECRUITING PROGRAM | USACE | 3199 Cranberry Highway | United States | Massachusetts | Plymouth | East Wareham | 02538 | 1.19 | 1.23
182596 | 25140-10008 | USAR CENTER, COHASST HINGHAM | 42560 | 99TH RRC - PENNSYLVANIA | ARRES | USAR Center, Cohasst Annex | United States | Massachusetts | Plymouth | Hingham | 02018 | 1.19 | 1.23
5451 | 25B25 | HINGHAM | 250NG | MASSACHUSETTS NATIONAL GUARD | ARGUARD | 96 Central Street | United States | Massachusetts | Plymouth | Hingham | 02043 | 1.19 | 1.23
189811 | 821942 | 10 RIVERSIDE DRIVE LAKEVILLE | 82387 | JOINT RECRUITING PROGRAM | USACE | 10 Riverside Drive | United States | Massachusetts | Plymouth | Lakeville | 02347 | 1.19 | 1.23
6184 | 25B80 | MIDDLEBORO | 250NG | MASSACHUSETTS NATIONAL GUARD | ARGUARD | 1 Elm Street | United States | Massachusetts | Plymouth | Middleboro | 02346 | 1.19 | 1.23
182583 | 82387-12150 | LONG POND RD PLYMOUTH | 82387 | JOINT RECRUITING PROGRAM | USACE | 42 Long Pond Road, Brigatine Square | United States | Massachusetts | Plymouth | Plymouth | 02360 | 1.19 | 1.23
191532 | 25E42 | PLYMOUTH RECRUITING OFFICE | 250NG | MASSACHUSETTS NATIONAL GUARD | ARGUARD |  | United States | Massachusetts | Plymouth | Plymouth | 02360 | 1.19 | 1.23
2084 | GXVN0001 | FOURTH CLIFF RECREATION ANNEX SITE # 1 | MXRD | HANSCOM AFB | AFACT | 1 Central Avenue | United States | Massachusetts | Plymouth | Unknown | 02047 | 1.19 | 1.23
1273 | N32446-CN | USS CONSTITUTION | N32446 | NSY PORTSMOUTH | NAVACT | 1 Constitution Road | United States | Massachusetts | Suffolk | Boston | 02108 | 1.23 | 1.29
186017 | 800698 | K STREET BOSTON | 82387 | JOINT RECRUITING PROGRAM | USACE | K Street | United States | Massachusetts | Suffolk | Boston | 02109 | 1.23 | 1.29
190961 | 823354 | 99 HIGH STREET BOSTON | 08005 | FORT CARSON | ARACT | 99 High Street | United States | Massachusetts | Suffolk | Boston | 02110 | 1.23 | 1.29
185524 | 82387-13089 | TREMONT ST BOSTON | 82387 | JOINT RECRUITING PROGRAM | USACE | 141 Tremont Street | United States | Massachusetts | Suffolk | Boston | 02115 | 1.23 | 1.29
188997 | 821019 | 0 CHARLES STREET BOSTON | 82387 | JOINT RECRUITING PROGRAM | USACE |  | United States | Massachusetts | Suffolk | Boston | 02116 | 1.23 | 1.29
743 | N32411-BL | BLOOD LAB, BOSTON MA | N32411 | NAVAL STATION NEWPORT RI | NAVACT | 615 Albany Street | United States | Massachusetts | Suffolk | Boston | 02118 | 1.23 | 1.29
4745 | 25A25 | DORCHESTER | 250NG | MASSACHUSETTS NATIONAL GUARD | ARGUARD | 70 Victory Road | United States | Massachusetts | Suffolk | Boston | 02122 | 1.23 | 1.29
170376 | 25E08 | DORCHESTER STOREFRONT | 250NG | MASSACHUSETTS NATIONAL GUARD | ARGUARD |  | United States | Massachusetts | Suffolk | Boston | 02122 | 1.23 | 1.29
5318 | 25875 | GUY CARDILLO USARC | 42560 | 99TH RRC - PENNSYLVANIA | ARRES | 675 American Legion Highway | United States | Massachusetts | Suffolk | Boston | 02131 | 1.23 | 1.29
185522 | 82387-10257 | 1408 CENTRE STREET ROSLINDALE | 82387 | JOINT RECRUITING PROGRAM | USACE | 1408 Centre Street | United States | Massachusetts | Suffolk | Boston | 02131 | 1.23 | 1.29
170365 | 25E02 | BARNES BUILDING ISA | 250NG | MASSACHUSETTS NATIONAL GUARD | ARGUARD |  | United States | Massachusetts | Suffolk | Boston | 02210 | 1.23 | 1.29
3619 | 25075 | SOUTH BOSTON SUPPORT ACTIVITY | 42560 | 99TH RRC - PENNSYLVANIA | ARRES | 5320 Delaware Avenue, EPSD, Real Property Office | United States | Massachusetts | Suffolk | Boston | 02210 | 1.23 | 1.29
4105 | 25085 | BOSTON OMS | 42560 | 99TH RRC - PENNSYLVANIA | ARRES | 11 Channel Street | United States | Massachusetts | Suffolk | Boston | 02210 | 1.23 | 1.29
185581 | 82387-12972 | SOUTH BOSTON SUPPORT ACTIVITY | 66155 |  | ARACT | 495 Summer Street, Barnes Building | United States | Massachusetts | Suffolk | Boston | 02210 | 1.23 | 1.29
190377 | 823009 | 482 SOUTHBRIDGE ST AUBURN | 82387 | JOINT RECRUITING PROGRAM | USACE |  | United States | Massachusetts | Worcester | Auburn | 01501 | 1.19 | 1.23
186202 | 800700 | MORTON STATION ROAD CHARLTON | 70132 | JOINT RECRUITING PROGRAM | USACE | Morton Station Road | United States | Massachusetts | Worcester | Charlton | 01507 | 1.19 | 1.23
5162 | 25B15 | GARDNER | 250NG | MASSACHUSETTS NATIONAL GUARD | ARGUARD | 323 W Broadway | United States | Massachusetts | Worcester | Gardner | 01440 | 1.19 | 1.23
182595 | 18081-10696 | TOWN OF HARVARD | 18081 | ARMY MISSION SUPPORT | USACE | Town of Harvard, County of Worcester | United States | Massachusetts | Worcester | Harvard | 01451 | 1.22 | 1.27
5869 | 25B45 | LEOMINSTER | 250NG | MASSACHUSETTS NATIONAL GUARD | ARGUARD | Oak & Mill Streets | United States | Massachusetts | Worcester | Leominster | 01453 | 1.22 | 1.27
184526 | 82387-10086 | 110 ERDMAN WAY SUITE E200 LEOMINSTER | 82387 | JOINT RECRUITING PROGRAM | USACE | 110 Erdman Way, Suite E200 | United States | Massachusetts | Worcester | Leominster | 01453 | 1.22 | 1.27
6201 | 25B87 | MILFORD, JFHQ AFRC, USPFO WHSE | 250NG | MASSACHUSETTS NATIONAL GUARD | ARGUARD | 50 Maple Street | United States | Massachusetts | Worcester | Milford | 01757 | 1.29 | 1.35
2833 | QFZS0001 | MILFORD ANGS, MA SITE # 1 | AXQD | BARNES MAP (ANG) | AFGUARD | 50 East Maple Street | United States | Massachusetts | Worcester | Milford | 01757 | 1.19 | 1.23
183587 | 800116 | 206 EAST MAIN STREET, UNIT 2B MILFORD | 82387 | JOINT RECRUITING PROGRAM | USACE | 206 East Main Street | United States | Massachusetts | Worcester | Milford | 01757 | 1.19 | 1.23
7887 | 25C25 | NORTHBRIDGE/WHITINSVILLE | 250NG | MASSACHUSETTS NATIONAL GUARD | ARGUARD | 1710-2 D Avenue South | United States | Massachusetts | Worcester | Northbridge | 01588 | 1.19 | 1.23
185571 | 82387-12207 | MAIN ST STURBRIDGE | 82387 | JOINT RECRUITING PROGRAM | USACE | 128 Main Street, Sturbridge Professional Center Unit 1 | United States | Massachusetts | Worcester | Sturbridge | 01566 | 1.19 | 1.23
190862 | 823295 | 10 SUNNYVIEW HEIGHTS WORCESTER | 70132 | INDEPENDENT DUTY HOUSING PROGRAM | USACE | 10 Sunnyview Heights | United States | Massachusetts | Worcester | Worcester | 01602 | 1.22 | 1.27
1305 | N32446-WO | NAVOPSPTCEN WORCESTER | N32446 | NSY PORTSMOUTH | NAVACT | 640 Plantation Street | United States | Massachusetts | Worcester | Worcester | 01605 | 1.22 | 1.27
5912 | 25955 | LINCOLN W. STODDARD USARC | 42560 | 99TH RRC - PENNSYLVANIA | ARRES | 25 North Lake Avenue | United States | Massachusetts | Worcester | Worcester | 01605 | 1.22 | 1.27
7967 | 25D35 | WORCESTER, LINCOLN ST | 250NG | MASSACHUSETTS NATIONAL GUARD | ARGUARD | 44 Salisbury Street | United States | Massachusetts | Worcester | Worcester | 01605 | 1.22 | 1.27
7969 | 25966 | WORCESTER, SKLYINE DRIVE | 250NG | MASSACHUSETTS NATIONAL GUARD | ARGUARD | 2101 Washakie | United States | Massachusetts | Worcester | Worcester | 01605 | 1.22 | 1.27
185017 | 250NG-10002 | GREEN HILL PARK WORCESTER | 250NG | MASSACHUSETTS NATIONAL GUARD | ARGUARD | Green Hill Parkway | United States | Massachusetts | Worcester | Worcester | 01605 | 1.22 | 1.27
187823 | 25239 | 640 PLANTATION STREET | 250NG | MASSACHUSETTS NATIONAL GUARD | ARGUARD | 640 Plantation Street | United States | Massachusetts | Worcester | Worcester | 01605 | 1.22 | 1.27
7968 | 25D30 | WORCESTER, SALISBURY ST | 250NG | MASSACHUSETTS NATIONAL GUARD | ARGUARD | 50 Skyline Drive | United States | Massachusetts | Worcester | Worcester | 01608 | 1.22 | 1.27
185018 | 82387-12614 | PARKVIEW OFC BLDG WORCESTER | 82387 | JOINT RECRUITING PROGRAM | USACE | 255 Park Avenue, Parkview Office | United States | Massachusetts | Worcester | Worcester | 01609 | 1.22 | 1.27
169956 | 26785 | LEASE RECRUITING STA HOLLAND | 260NG | MICHIGAN NATIONAL GUARD | ARGUARD |  | United States | Michigan | Allegan | Holland | 49423 | 1.04 | 1.06
3149 | TDVG0001 | ALPENA CO REG APT SITE # 1 | TDVG | ALPENA CO REG APT | AFGUARD | 5884 East A Road | United States | Michigan | Alpena | Alpena | 49707 | 1.04 | 1.06
187782 | TDVG0002 | ALPENA CO REG APT SITE# 2 EXPLOSIVE STORAGE SITE | TDVG | ALPENA CO REG APT | AFGUARD |  | United States | Michigan | Alpena | Alpena | 49707 | 1.04 | 1.06
184820 | 82387-10048 | 1025 N. BAGLEY ALPENA | 82387 | JOINT RECRUITING PROGRAM | USACE | 1025 North Bagley Street | United States | Michigan | Alpena | Alpena | 49707 | 1.04 | 1.06
190266 | 822647 | 10744 TERRACE STREET ALDEN | 70132 | INDEPENDENT DUTY HOUSING PROGRAM | USACE | 10744 Terrace Street | United States | Michigan | Antrim | Alden | 49612 | 1.04 | 1.06
3925 | 26A30 | BARAGA | 260NG | MICHIGAN NATIONAL GUARD | ARGUARD | 1005 North Superior Avenue | United States | Michigan | Baraga | Baraga | 49908 | 1.04 | 1.06
3643 | 26775 | JAMES J. O'ROURKE USARC | 27864 | 88TH RRC - MINNESOTA | ARRES | 1501 North Henry Street | United States | Michigan | Bay | Bay City | 48706 | 1.04 | 1.06
3954 | 26A40 | BAY CITY | 260NG | MICHIGAN NATIONAL GUARD | ARGUARD | 2510 Wilder Road | United States | Michigan | Bay | Bay City | 48706 | 1.04 | 1.06
183314 | 82387-11825 | EUCLID RD BAY CITY | 82387 | JOINT RECRUITING PROGRAM | USACE | 4061 Euclid Avenue | United States | Michigan | Bay | Bay City | 48706 | 1.04 | 1.06
183315 | 82387-13341 | WASHINGTON AVE BAY CITY | 82387 | JOINT RECRUITING PROGRAM | USACE | 721 Washington Avenue, Phoenix Building | United States | Michigan | Bay | Bay City | 48708 | 1.04 | 1.06
183309 | 800035 | 1800 PIPESTONE RD. SUITE 308 BENTON HARBOR | 82387 | JOINT RECRUITING PROGRAM | USACE | 1800 Pipestone Road | United States | Michigan | Berrien | Benton Harbor | 49022 | 1.04 | 1.06
182344 | 82387-11140 | 732 S. 11TH STREET NILES | 82387 | JOINT RECRUITING PROGRAM | USACE | 732 South 11th Street, Suite 200 | United States | Michigan | Berrien | Niles | 49120 | 1.04 | 1.06
190187 | 26C62 | LEASE RECRUITING STA ST. JOSEPH | 260NG | MICHIGAN NATIONAL GUARD | ARGUARD |  | United States | Michigan | Berrien | St. Joseph | 49085 | 1.04 | 1.06
190486 | 822921 | 1574 OLD HICKORY LANE ST. JOSEPH | 70132 | INDEPENDENT DUTY HOUSING PROGRAM | USACE | 1674 Old Hickory Lane | United States | Michigan | Berrien | St. Joseph | 49085 | 1.04 | 1.06
191165 | 823799 | 2865 W. GLENLORD RD. STEVENSVILLE | 70132 | INDEPENDENT DUTY HOUSING PROGRAM | USACE | 2865 W. Glenlord Road | United States | Michigan | Berrien | Stevensville | 49127 | 1.04 | 1.06
189480 | 82387-10769 | 355 S WILLOWBROOK RD COLDWATER | 82387 | JOINT RECRUITING PROGRAM | USACE | 355 South Willowbrook Road | United States | Michigan | Branch | Coldwater | 49036 | 1.04 | 1.06
3742 | 26A10 | ALBION | 260NG | MICHIGAN NATIONAL GUARD | ARGUARD | 1023 North Clark Street | United States | Michigan | Calhoun | Albion | 49224 | 1.04 | 1.06
829 | M67861-0006 | MCRC BATTLE CREEK | M67861 | MCRS WILMINGTON | MCRES | 6405 B Drive North | United States | Michigan | Calhoun | Battle Creek | 49015 | 1.04 | 1.06
188846 | 820387 | 6405 B DRIVE NORTH BATTLE CREEK | 82387 | JOINT RECRUITING PROGRAM | USACE | 6405 B Drive North | United States | Michigan | Calhoun | Battle Creek | 49015 | 1.04 | 1.06
190088 | 822233 | 5775 BECKLEY RD. BATTLE CREEK | 82387 | JOINT RECRUITING PROGRAM | USACE | 5775 Beckley Road | United States | Michigan | Calhoun | Battle Creek | 49015 | 1.04 | 1.06
3642 | 26765 | GEORGE B. DOLLIVER USARC/AMSA | 27864 | 88TH RRC - MINNESOTA | ARRES | 135 North Washington Avenue | United States | Michigan | Calhoun | Battle Creek | 49017 | 1.04 | 1.06
183169 | 18081-10159 | 50 N WASHINGTON BATTLE CREEK | 18081 | ARMY MISSION SUPPORT | USACE | 50 North Washington Avenue | United States | Michigan | Calhoun | Battle Creek | 49017 | 1.04 | 1.06
186503 | 18081-10205 | 74 N WASHINGTON BATTLE CREEK | 18081 | ARMY MISSION SUPPORT | USACE | 74 North Washington Avenue | United States | Michigan | Calhoun | Battle Creek | 49017 | 1.04 | 1.06
2429 | MBMV0001 | W K KELLOGG SITE # 1 | MBMV | W K KELLOGG AIRPORT | AFGUARD | 3367 West Dickman Road | United States | Michigan | Calhoun | Battle Creek | 49037 | 1.04 | 1.06
187746 | MBMV0002 | BATT WEST PROPERTY SITE # 2 | MBMV | W K KELLOGG AIRPORT | AFGUARD |  | United States | Michigan | Calhoun | Battle Creek | 49037 | 1.04 | 1.06
191049 | MBMV0003 | W.K. KELLOGG SOUTH RAMP | MBMV | W K KELLOGG AIRPORT | AFGUARD |  | United States | Michigan | Calhoun | Battle Creek | 49037 | 1.04 | 1.06
191050 | MBMV0004 | W.K. KELLOGG TAXIWAY F | MBMV | W K KELLOGG AIRPORT | AFGUARD |  | United States | Michigan | Calhoun | Battle Creek | 49037 | 1.04 | 1.06
4757 | 26A85 | DOWAGIAC | 260NG | MICHIGAN NATIONAL GUARD | ARGUARD | 700 West Prairie Ronde Street | United States | Michigan | Cass | Dowagiac | 49047 | 1.04 | 1.06
4409 | 26A65 | CHEBOYGAN | 260NG | MICHIGAN NATIONAL GUARD | ARGUARD | 610 South Cuyler Street | United States | Michigan | Cheboygan | Cheboygan | 49721 | 1.04 | 1.06
7182 | 26C51 | SAULT STE MARIE | 260NG | MICHIGAN NATIONAL GUARD | ARGUARD | 1170 East Portage Avenue | United States | Michigan | Chippewa | Sault Ste Marie | 49783 | 1.04 | 1.06
189531 | 82387-12046 | I-75 BUS SPUR SAULT SAINTE MARIE | 82387 | JOINT RECRUITING PROGRAM | USACE | 3392 Interstate 75 Business Spur | United States | Michigan | Chippewa | Sault Ste Marie | 49783 | 1.04 | 1.06
190599 | 820852 | 13799 MEAD CREEK ROAD BATH | 70132 | INDEPENDENT DUTY HOUSING PROGRAM | USACE | 13799 Mead Creek Road | United States | Michigan | Clinton | Bath | 48808 | 1.04 | 1.06
5812 | 26B77 | LEASE LANSING AIRPORT HANGAR | 260NG | MICHIGAN NATIONAL GUARD | ARGUARD | 3700 Capital City Boulevard | United States | Michigan | Clinton | Lansing | 48906 | 1.04 | 1.06
5261 | 26515 | GRAYLING AIRFIELD | 26B15 | CAMP GRAYLING | ARGUARD | 300 East Michigan Avenue | United States | Michigan | Crawford | Grayling | 49738 | 1.04 | 1.06
6327 | 26B15 | MTC-H CAMP GRAYLING | 26B15 | CAMP GRAYLING | ARGUARD | 300 East Michigan Avenue | United States | Michigan | Crawford | Grayling | 49738 | 1.04 | 1.06
184821 | 18081-10523 | RANGE 40 GRAYLING | 18081 | ARMY MISSION SUPPORT | USACE | Camp Grayling, Range 40 | United States | Michigan | Crawford | Grayling | 49738 | 1.04 | 1.06
1828 | GDTA0001 | ESCN DF FL SPT PT SITE # 1 | CZQZ | CANNON AIR FORCE BASE | AFACT | 6734 P Road | United States | Michigan | Delta | Escanaba | 49829 | 1.04 | 1.06
188571 | 82387-12405 | N LINCOLN RD ESCANABA | 82387 | JOINT RECRUITING PROGRAM | USACE | 301 North Lincoln Road | United States | Michigan | Delta | Escanaba | 49829 | 1.04 | 1.06
5212 | 26A95 | GLADSTONE | 260NG | MICHIGAN NATIONAL GUARD | ARGUARD | 604 South 18th Street | United States | Michigan | Delta | Gladstone | 49837 | 1.04 | 1.06
182353 | 82387-13329 | W. 8126 US HIGHWAY 2 IRON MOUNTAIN | 82387 | JOINT RECRUITING PROGRAM | USACE | 8008 U.S. Highway 2 Northwest | United States | Michigan | Dickinson | Iron Mountain | 49801 | 1.04 | 1.06
182354 | 82387-12874 | S STEPHENSON IRON MOUNTAIN | 82387 | JOINT RECRUITING PROGRAM | USACE | 1108 South Stephenson Avenue | United States | Michigan | Dickinson | Iron Mountain | 49801 | 1.04 | 1.06
5734 | 26B70 | KINGSFORD | 260NG | MICHIGAN NATIONAL GUARD | ARGUARD | 401 Carpenter Avenue | United States | Michigan | Dickinson | Iron Mountain | 49802 | 1.04 | 1.06
4400 | 26A60 | CHARLOTTE | 260NG | MICHIGAN NATIONAL GUARD | ARGUARD | 1310 South Cochran Avenue | United States | Michigan | Eaton | Charlotte | 48813 | 1.04 | 1.06
5250 | 26B10 | GRAND LEDGE AASF | 260NG | MICHIGAN NATIONAL GUARD | ARGUARD | 10602 West Eaton Highway | United States | Michigan | Eaton | Grand Ledge | 48837 | 1.04 | 1.06
5251 | 26B05 | GRAND LEDGE CMF | 260NG | MICHIGAN NATIONAL GUARD | ARGUARD | 118 East Jefferson Street | United States | Michigan | Eaton | Grand Ledge | 48837 | 1.04 | 1.06
5252 | 26B11 | GRAND LEDGE HANGAR | 260NG | MICHIGAN NATIONAL GUARD | ARGUARD | 10980 West Eaton Highway | United States | Michigan | Eaton | Grand Ledge | 48837 | 1.04 | 1.06
189875 | 822045 | 11827 GOLDFIELD DRIVE GRAND LEDGE | 70132 | INDEPENDENT DUTY HOUSING PROGRAM | USACE | 11827 Goldfield Drive | United States | Michigan | Eaton | Grand Ledge | 48837 | 1.04 | 1.06
190192 | 26B06 | LEASE ABRAMS MUNICIPAL AIRPORT | 260NG | MICHIGAN NATIONAL GUARD | ARGUARD |  | United States | Michigan | Eaton | Grand Ledge | 48837 | 1.04 | 1.06
191718 | 824285 | 7696 BARFIELD LANE GRAND LEDGE | 70132 | INDEPENDENT DUTY HOUSING PROGRAM | USACE | 7696 Barfield Lane | United States | Michigan | Eaton | Grand Ledge | 48837 | 1.04 | 1.06
191870 | 823971 | 315 W ALLEGAN STREET LANSING | 82387 | JOINT RECRUITING PROGRAM | USACE | 315 W Allegan Street | United States | Michigan | Eaton | Lansing | 48911 | 1.04 | 1.06
185702 | 82387-12641 | PETOSKEY PETOSKEY | 82387 | JOINT RECRUITING PROGRAM | USACE | 616 Petoskey Street | United States | Michigan | Emmet | Petoskey | 49770 | 1.04 | 1.06
188290 | 820227 | 2764 PALMER DR. DAVISON | 70132 | INDEPENDENT DUTY HOUSING PROGRAM | USACE | 2764 Palmer Drive | United States | Michigan | Genesee | Davison | 48423 | 1.04 | 1.06
4955 | 26A90 | FLINT | 260NG | MICHIGAN NATIONAL GUARD | ARGUARD | 1101 Ceasar Chevez Drive | United States | Michigan | Genesee | Flint | 48503 | 1.04 | 1.06
6172 | 26815 | MG GUY M. WILSON USARC | 27864 | 88TH RRC - MINNESOTA | ARRES |  | United States | Michigan | Genesee | Flint | 48506 | 1.04 | 1.06
184551 | 82387-12282 | MILLER RD FLINT | 82387 | JOINT RECRUITING PROGRAM | USACE | 3490-G Miller Road, Ross Plaza Suites 14 & 17 | United States | Michigan | Genesee | Flint | 48507 | 1.04 | 1.06
184553 | 82387-12143 | LINDEN FLINT | 82387 | JOINT RECRUITING PROGRAM | USACE | 3446 & 3450 South Linden Road, Linmill Plaza | United States | Michigan | Genesee | Flint | 48507 | 1.04 | 1.06
190796 | 26L01 | LEASE RECRUITING STA FLINT | 260NG | MICHIGAN NATIONAL GUARD | ARGUARD |  | United States | Michigan | Genesee | Flint | 48507 | 1.04 | 1.06
183840 | 82387-11060 | 6313 DORT HIGHWAY GRAND BLANC | 82387 | JOINT RECRUITING PROGRAM | USACE | 6313 South Dort Highway | United States | Michigan | Genesee | Grand Blanc | 48439 | 1.04 | 1.06
183841 | 82387-12865 | S SAGINAW ST GRAND BLANC | 82387 | JOINT RECRUITING PROGRAM | USACE | 12809 South Saginaw Street | United States | Michigan | Genesee | Grand Blanc | 48439 | 1.04 | 1.06
5555 | 26B50 | IRONWOOD | 260NG | MICHIGAN NATIONAL GUARD | ARGUARD | 10333 Greenbush Road | United States | Michigan | Gogebic | Ironwood | 49938 | 1.04 | 1.06
190401 | 823016 | 615 W. CLOVERLAND DR IRONWOOD | 82387 | JOINT RECRUITING PROGRAM | USACE | 615 W. Cloverland Drive | United States | Michigan | Gogebic | Ironwood | 49938 | 1.04 | 1.06
185553 | 82387-12063 | JACKSON ST IRONWOOD | 82387 | JOINT RECRUITING PROGRAM | USACE | 601 Jackson Street | United States | Michigan | Gogebic | Ironwood | 49938 | 1.04 | 1.06
3636 | 26955 | DEMUS T. CRAW USARC | 27864 | 88TH RRC - MINNESOTA | ARRES | 901 Airport Access Road | United States | Michigan | Grand Traverse | Traverse City | 49686 | 1.04 | 1.06
185134 | 82387-12803 | S GARFIELD AVE TRAVERSE CITY | 82387 | JOINT RECRUITING PROGRAM | USACE | 1760 South Garfield Avenue | United States | Michigan | Grand Traverse | Traverse City | 49686 | 1.04 | 1.06
191766 | 26C69 | TRAVERSE CITY | 260NG | MICHIGAN NATIONAL GUARD | ARGUARD |  | United States | Michigan | Grand Traverse | Traverse City | 49686 | 1.04 | 1.06
3763 | 26A15 | ALMA | 260NG | MICHIGAN NATIONAL GUARD | ARGUARD | 710 South State Street | United States | Michigan | Gratiot | Alma | 48801 | 1.04 | 1.06
4214 | 26A55 | CALUMET | 260NG | MICHIGAN NATIONAL GUARD | ARGUARD | 110 Red Jacket Road | United States | Michigan | Houghton | Calumet | 49913 | 1.04 | 1.06
4215 | 26A56 | CALUMET READINESS CENTER | 260NG | MICHIGAN NATIONAL GUARD | ARGUARD | 57707 Military Avenue | United States | Michigan | Houghton | Calumet | 49913 | 1.04 | 1.06
191152 | 823764 | 22621 BAYVIEW LANE HANCOCK | 70132 | INDEPENDENT DUTY HOUSING PROGRAM | USACE | 22621 Bayview Lane | United States | Michigan | Houghton | Hancock | 49930 | 1.04 | 1.06
183320 | 82387-11119 | 706 S SHELDON AV HOUGHTON | 82387 | JOINT RECRUITING PROGRAM | USACE | 706 S Sheldon Avenue | United States | Michigan | Houghton | Houghton | 49931 | 1.04 | 1.06
191516 | 824007 | 636 PEARL STREET MALL HOUGHTON | 82387 | JOINT RECRUITING PROGRAM | USACE | 636 Pearl Street | United States | Michigan | Houghton | Houghton | 49931 | 1.04 | 1.06
182600 | 800480 | 2911 EYDE PARKWAY EAST LANSING | 82387 | JOINT RECRUITING PROGRAM | USACE | 2911 Eyde Parkway | United States | Michigan | Ingham | East Lansing | 48823 | 1.04 | 1.06
190762 | 703609 | 430 ALBERT STREET EAST LANSING | 82387 | JOINT RECRUITING PROGRAM | USACE | 430 Albert Street | United States | Michigan | Ingham | East Lansing | 48823 | 1.04 | 1.06
190829 | 823210 | 301 M.A.C. AVENUE EAST LANSING | 82387 | JOINT RECRUITING PROGRAM | USACE | 301 M.A.C. Avenue | United States | Michigan | Ingham | East Lansing | 48823 | 1.04 | 1.06
182601 | 82387-10605 | 2601 COOLIDGE ROAD EAST LANSING | 82387 | JOINT RECRUITING PROGRAM | USACE | 2601 Coolidge Road, Suite 250 | United States | Michigan | Ingham | East Lansing | 48823 | 1.04 | 1.06
191874 | 824551 | 365 SHOESMITH ROAD HASLETT | 70132 | INDEPENDENT DUTY HOUSING PROGRAM | USACE | 365 Shoesmith Road | United States | Michigan | Ingham | Haslett | 48840 | 1.04 | 1.06
191703 | 824237 | 4120 SANTA CLARA DRIVE HOLT | 70132 | INDEPENDENT DUTY HOUSING PROGRAM | USACE | 4120 Santa Clara Drive | United States | Michigan | Ingham | Holt | 48842 | 1.04 | 1.06
187615 | 70132-10120 | 12701 OSPREYS WAY DEWITT | 70132 | INDEPENDENT DUTY HOUSING PROGRAM | USACE | 12701 OSPREYS WAY | United States | Michigan | Ingham | Lansing | 48820 | 1.04 | 1.06
5817 | 26B92 | LANSING JOINT FORCES READINESS CENTER | 260NG | MICHIGAN NATIONAL GUARD | ARGUARD | 3323 N Martin Luther King BLVD | United States | Michigan | Ingham | Lansing | 48906 | 1.04 | 1.06
183338 | 710467 | 120 E. JOLLY ROAD LANSING | 66155 |  | USACE | 120 E. JOLLY ROAD | United States | Michigan | Ingham | Lansing | 48910 | 1.04 | 1.06
190403 | 704889 | 6250 S. CEDAR ST. LANSING | 82387 | JOINT RECRUITING PROGRAM | USACE | 6250 S. Cedar St. | United States | Michigan | Ingham | Lansing | 48911 | 1.04 | 1.06
3654 | 26875 | STANFORD C. PARISIAN USARC | 27864 | 88TH RRC - MINNESOTA | ARRES |  | United States | Michigan | Ingham | Lansing | 48912 | 1.04 | 1.06
190859 | 26L02 | LEASE LANSING ARMORY | 260NG | MICHIGAN NATIONAL GUARD | ARGUARD |  | United States | Michigan | Ingham | Lansing | 48912 | 1.04 | 1.06
5814 | 26B83 | LANSING CSMS | 260NG | MICHIGAN NATIONAL GUARD | ARGUARD | 3201 W ST Joseph ST | United States | Michigan | Ingham | Lansing | 48917 | 1.04 | 1.06
5818 | 26B85 | LANSING MAINTENANCE | 260NG | MICHIGAN NATIONAL GUARD | ARGUARD | 3155 W ST Joseph ST | United States | Michigan | Ingham | Lansing | 48917 | 1.04 | 1.06
5819 | 26B82 | LANSING USPFO | 260NG | MICHIGAN NATIONAL GUARD | ARGUARD | 3111 W ST Joseph ST | United States | Michigan | Ingham | Lansing | 48917 | 1.04 | 1.06
183337 | 82387-11813 | ELMWOOD LANSING | 82387 | JOINT RECRUITING PROGRAM | USACE | 416 ELMWOOD | United States | Michigan | Ingham | Lansing | 48917 | 1.04 | 1.06
185680 | 82387-11080 | 6545 MERCANTILE WAY LANSING | 82387 | JOINT RECRUITING PROGRAM | USACE | 6545 MERCANTILE WAY SUITE 12 | United States | Michigan | Ingham | Lansing | 48933 | 1.04 | 1.06
191855 | 824563 | 1918 YUMA TRAIL OKEMOS | 70132 | INDEPENDENT DUTY HOUSING PROGRAM | USACE | 1918 Yuma Trail | United States | Michigan | Ingham | Okemos | 48864 | 1.04 | 1.06
191862 | 824555 | 2273 FIELDSTONE DRIVE OKEMOS | 70132 | INDEPENDENT DUTY HOUSING PROGRAM | USACE | 2273 Fieldstone Drive | United States | Michigan | Ingham | Okemos | 48864 | 1.04 | 1.06
191881 | 824447 | 5013 ALGONQUIN OKEMOS | 70132 | INDEPENDENT DUTY HOUSING PROGRAM | USACE | 5013 Algonquin Way | United States | Michigan | Ingham | Okemos | 48864 | 1.04 | 1.06
182352 | 82387-13260 | W MAIN ST IONIA | 82387 | JOINT RECRUITING PROGRAM | USACE | 439 W MAIN ST | United States | Michigan | Ionia | Ionia | 48846 | 1.04 | 1.06
187783 | TDVG0003 | OSCODA JTE SITE #3 | TDVG | ALPENA CO REG APT | AFGUARD |  | United States | Michigan | Iosco | Oscoda | 48750 | 1.04 | 1.06
3532 | ZJXD0001 | WURTSMITH AIR FORCE BASE SITE # 1 | VKAG | SEYMOUR JOHNSON AIR FORCE BS | AFACT | 3961 AIRPORT RD | United States | Michigan | Iosco | Unknown | 48750 | 1.04 | 1.06
5554 | 26B45 | IRON RIVER | 260NG | MICHIGAN NATIONAL GUARD | ARGUARD | 9 E Franklin ST | United States | Michigan | Iron | Iron River | 49935 | 1.04 | 1.06
187881 | 810085 | 2598 B EASTGATE DRIVE MOUNT PLEASANT | 70132 | INDEPENDENT DUTY HOUSING PROGRAM | USACE | 2598 B Eastgate Drive | United States | Michigan | Isabella | Mount Pleasant | 48858 | 1.04 | 1.06
189832 | 821994 | 2543 A EASTGATE DRIVE MT. PLEASANT | 70132 | INDEPENDENT DUTY HOUSING PROGRAM | USACE | 2543 A Eastgate Drive | United States | Michigan | Isabella | Mount Pleasant | 48858 | 1.04 | 1.06
190293 | 702446 | 1600 S MISSION ST MOUNT PLEASANT | 82387 | JOINT RECRUITING PROGRAM | USACE | 1600 S Mission Street | United States | Michigan | Isabella | Mount Pleasant | 48858 | 1.04 | 1.06
190626 | 822537 | 2589 EASTGATE DRIVE MOUNT PLEASANT | 70132 | INDEPENDENT DUTY HOUSING PROGRAM | USACE | 2589 Eastgate Drive | United States | Michigan | Isabella | Mount Pleasant | 48858 | 1.04 | 1.06
169952 | 26226 | JACKSON READINESS CENTER | 260NG | MICHIGAN NATIONAL GUARD | ARGUARD |  | United States | Michigan | Jackson | Jackson | 49201 | 1.04 | 1.06
185711 | 82387-12061 | JACKSON CROSSING JACKSON | 82387 | JOINT RECRUITING PROGRAM | USACE | 1066 JACKSON CROSSIG | United States | Michigan | Jackson | Jackson | 49201 | 1.04 | 1.06
3635 | 26855 | CPT DAVID D. PHILLIPS USARC | 27864 | 88TH RRC - MINNESOTA | ARRES | 1401 W Argyle Street | United States | Michigan | Jackson | Jackson | 49202 | 1.04 | 1.06
4608 | 26105 | CTC FORT CUSTER TRNG CENTER | 26105 | FORT CUSTER TRAINING CENTER | ARGUARD | 112 S Webster ST | United States | Michigan | Kalamazoo | Augusta | 49012 | 1.04 | 1.06
187509 | 800719 | STADIUM DRIVE KALAMAZOO | 82387 | JOINT RECRUITING PROGRAM | USACE | Stadium Drive | United States | Michigan | Kalamazoo | Kalamazoo | 49008 | 1.04 | 1.06
5682 | 26B65 | KALAMAZOO | 260NG | MICHIGAN NATIONAL GUARD | ARGUARD | 5353 Parkview AVE | United States | Michigan | Kalamazoo | Kalamazoo | 49009 | 1.04 | 1.06
189885 | 822033 | 1756 NORTH 10TH ST KALAMAZOO | 70132 | INDEPENDENT DUTY HOUSING PROGRAM | USACE | 1756 North 10th Street | United States | Michigan | Kalamazoo | Kalamazoo | 49009 | 1.04 | 1.06
191882 | 824506 | 5022 STAPLETON DRIVE KALAMAZOO | 70132 | INDEPENDENT DUTY HOUSING PROGRAM | USACE | 5022 Stapleton Drive | United States | Michigan | Kalamazoo | Kalamazoo | 49009 | 1.04 | 1.06
186189 | 710296 | 808 DWILLARD KALAMAZOO | 70132 | INDEPENDENT DUTY HOUSING PROGRAM | USACE | 808 DWILLARD | United States | Michigan | Kalamazoo | Kalamazoo | 49048 | 1.04 | 1.06
5683 | 26865 | KALAMAZOO MEMORIAL, USARC | 27864 | 88TH RRC - MINNESOTA | ARRES | 5243 Portage Road | United States | Michigan | Kalamazoo | Portage | 49002 | 1.04 | 1.06
190765 | 823064 | 4637 PINEFIELD AVENUE PORTAGE | 70132 | INDEPENDENT DUTY HOUSING PROGRAM | USACE | 4637 Pinefield Avenue | United States | Michigan | Kalamazoo | Portage | 49002 | 1.04 | 1.06
182356 | 82387-13378 | WESTNEDGE PORTAGE | 82387 | JOINT RECRUITING PROGRAM | USACE | 6794 WESTNEDGE BLDG 2, SUITES A-D | United States | Michigan | Kalamazoo | Portage | 49002 | 1.04 | 1.06
190908 | 26A44 | BELMONT ARMORY | 260NG | MICHIGAN NATIONAL GUARD | ARGUARD |  | United States | Michigan | Kent | Belmont | 49306 | 1.04 | 1.06
190805 | 823121 | 1061 TRUXTON AVENUE NE GRAND RAPIDS | 70132 | INDEPENDENT DUTY HOUSING PROGRAM | USACE | 1061 Truxton Avenue NE | United States | Michigan | Kent | Grand Rapids | 49501 | 1.04 | 1.06
839 | N00128-GR | NAVOPSPTCEN GRAND RAPIDS | N00128 | NAVAL STATION GREAT LAKES IL | NAVACT | 1863 Monroe Avenue Northwest | United States | Michigan | Kent | Grand Rapids | 49505 | 1.04 | 1.06
190886 | 704709 | 1971 EAST BELTLINE AVE GRAND RAPIDS | 82387 | JOINT RECRUITING PROGRAM | USACE | 1971 East Beltline Ave | United States | Michigan | Kent | Grand Rapids | 49505 | 1.04 | 1.06
182570 | 82387-11906 | FULLER AVE NE GRAND RAPIDS | 82387 | JOINT RECRUITING PROGRAM | USACE | 2922 FULLER AVE NE | United States | Michigan | Kent | Grand Rapids | 49505 | 1.04 | 1.06
191009 | 823483 | 1806 SHERWOOD DRIVE GRAND RAPIDS | 70132 | INDEPENDENT DUTY HOUSING PROGRAM | USACE | 1806 Sherwood Drive | United States | Michigan | Kent | Grand Rapids | 49506 | 1.04 | 1.06
191166 | 823800 | 3118 BOYES AVENUE GRAND RAPIDS | 70132 | INDEPENDENT DUTY HOUSING PROGRAM | USACE | 3118 Boyes Avenue | United States | Michigan | Kent | Grand Rapids | 49525 | 1.04 | 1.06
191697 | 824299 | 3420 JASPER WOODS GRAND RAPIDS | 70132 | INDEPENDENT DUTY HOUSING PROGRAM | USACE | 3420 Jasper Woods Trail | United States | Michigan | Kent | Grand Rapids | 49525 | 1.04 | 1.06
182571 | 82387-11474 | CELEBRATION VILLAGE GRAND RAPIDS | 82387 | JOINT RECRUITING PROGRAM | USACE | CELEBRATION VILLAGE | United States | Michigan | Kent | Grand Rapids | 49525 | 1.04 | 1.06
4760 | 26958 | DR MARY E WALKER MEM USARC | 27864 | 88TH RRC - MINNESOTA | ARRES | 3870 Three Mile Road NW | United States | Michigan | Kent | Grand Rapids | 49544 | 1.04 | 1.06
191328 | 823895 | 2810 PADDINGTON DRIVE SE KENTWOOD | 70132 | INDEPENDENT DUTY HOUSING PROGRAM | USACE | 2810 Paddington Drive | United States | Michigan | Kent | Kentwood | 45912 | 1.04 | 1.06
7980 | 26C75 | WYOMING | 260NG | MICHIGAN NATIONAL GUARD | ARGUARD | 39 Weaver ST | United States | Michigan | Kent | Wyoming | 49509 | 1.04 | 1.06
183911 | 82387-11519 | CLYDE PARK AVE WYOMING | 82387 | JOINT RECRUITING PROGRAM | USACE | 5316 CLYDE PARK AVE UNIT C & D | United States | Michigan | Kent | Wyoming | 49509 | 1.04 | 1.06
5820 | 26B90 | LAPEER | 260NG | MICHIGAN NATIONAL GUARD | ARGUARD | 2140 W Genesee ST | United States | Michigan | Lapeer | Lapeer | 48446 | 1.04 | 1.06
184523 | 82387-12828 | S MAIN LAPEER | 82387 | JOINT RECRUITING PROGRAM | USACE | 700 S. MAIN | United States | Michigan | Lapeer | Lapeer | 48446 | 1.04 | 1.06
190831 | 823120 | 3521 BRANDT LANE METAMORA | 70132 | INDEPENDENT DUTY HOUSING PROGRAM | USACE | 3521 Brandt Lane | United States | Michigan | Lapeer | Metamora | 48455 | 1.04 | 1.06
3716 | 26A05 | ADRIAN | 260NG | MICHIGAN NATIONAL GUARD | ARGUARD | 230 W Maumee ST | United States | Michigan | Lenawee | Adrian | 49221 | 1.04 | 1.06
183588 | 82387-10422 | 1988 EAST US223 ADRIAN | 82387 | JOINT RECRUITING PROGRAM | USACE | 1988 EAST US223 SUITES B&C | United States | Michigan | Lenawee | Adrian | 49221 | 1.04 | 1.06
182573 | 18081-10389 | LAKE SUPERIOR YOUNG AMERICA | 18081 | ARMY MISSION SUPPORT | USACE | LAKE SUPERIOR | United States | Michigan | Livingston | Hamburg | 48139 | 1.04 | 1.06
5497 | 26B35 | HOWELL | 260NG | MICHIGAN NATIONAL GUARD | ARGUARD | 725 Isbell ST | United States | Michigan | Livingston | Howell | 48843 | 1.04 | 1.06
191421 | 823997 | 4128 MERRIMAN LOOP OSCEOLA TOWNSHIP | 70132 | INDEPENDENT DUTY HOUSING PROGRAM | USACE | 4128 Merriman Loop | United States | Michigan | Livingston | Howell | 48843 | 1.04 | 1.06
185551 | 82387-13236 | W GRAND RIVER HOWELL | 82387 | JOINT RECRUITING PROGRAM | USACE | 204 WEST GRAND RIVER SUITES 250,260 & 270 | United States | Michigan | Livingston | Howell | 48843 | 1.04 | 1.06
7212 | 26735 | SEBILLE MANOR FH MICHIGAN | 26155 | DETROIT ARSENAL | ARACT |  | United States | Michigan | Macomb | Chesterfield | 48047 | 1.04 | 1.06
191151 | 702642 | 22600 HALL ROAD CLINTON TOWNSHIP | 82387 | JOINT RECRUITING PROGRAM | USACE | 22600 Hall Road | United States | Michigan | Macomb | Clinton Township | 48036 | 1.04 | 1.06
187690 | 82387-11646 | E 9 MILE RD EASTPOINTE | 82387 | JOINT RECRUITING PROGRAM | USACE | 15810,15800 E9 MILE RD (EASTPOINTE,MI) | United States | Michigan | Macomb | Eastpointe | 48021 | 1.07 | 1.11
3632 | 26798 | BG WILLIAM H.BIRBARI USARC | 27864 | 88TH RRC - MINNESOTA | ARRES | 32155 Groesbeck Higway | United States | Michigan | Macomb | Fraser | 48026 | 1.07 | 1.11
191146 | 823774 | 19976 VINE DRIVE MACOMB | 70132 | INDEPENDENT DUTY HOUSING PROGRAM | USACE | 19976 Vine Drive | United States | Michigan | Macomb | Macomb | 48044 | 1.04 | 1.06
191177 | 823593 | 395 N. GROESBECK MOUNT CLEMENS | 82387 | JOINT RECRUITING PROGRAM | USACE | 395 N. Grosebeck | United States | Michigan | Macomb | Mount Clemens | 48043 | 1.04 | 1.06
3263 | VGLZ0001 | SELFRIDGE ANGB SITE # 1 | VGLZ | SELFRIDGE AIR NATIONAL GUARD BASE | AFGUARD | 29553 E. GEORGE AVE | United States | Michigan | Macomb | Mount Clemens | 48045 | 1.04 | 1.06
189752 | 821870 | 67216 GRATIOT DRIVE RICHMOND | 82387 | JOINT RECRUITING PROGRAM | USACE | 67216 Gratiot Drive | United States | Michigan | Macomb | Richmond | 48062 | 1.04 | 1.06
7664 | 26740 | US ARMY GARRISON SELFRIDGE | 26155 | DETROIT ARSENAL | ARACT | 44370 Jefferson Avenue Selfridge Air National Guard Base, MI 48045 | United States | Michigan | Macomb | Selfridge ANGB | 48045 | 1.04 | 1.06
183778 | 82387-12933 | SELFRIDGE AIR NG BASE | 82387 | JOINT RECRUITING PROGRAM | USACE | 945 ARNOLD CIRCLE SUITE 226 | United States | Michigan | Macomb | Selfridge ANGB | 48045 | 1.04 | 1.06
189301 | 821364 | FMS LEASE | 26155 | DETROIT ARSENAL | ARACT |  | United States | Michigan | Macomb | Sterling Heights | 48312 | 1.04 | 1.06
189532 | 821584 | KUWAIT LEASE - 38600 VAN DYKE AVE STE 100 | 26155 | DETROIT ARSENAL | ARACT | 38600 VAN DYKE | United States | Michigan | Macomb | Sterling Heights | 48312 | 1.04 | 1.06
182615 | 82387-13024 | STERLING CT STERLING HEIGHTS | 82387 | JOINT RECRUITING PROGRAM | USACE | 44533-35 STERLING CT SUITE 113 | United States | Michigan | Macomb | Sterling Heights | 48313 | 1.04 | 1.06
190186 | 26C60 | LEASE RECRUITING STA STERLING HEIGHTS | 260NG | MICHIGAN NATIONAL GUARD | ARGUARD |  | United States | Michigan | Macomb | Sterling Heights | 48313 | 1.04 | 1.06
190167 | 26C25 | LEASE RECRUITING STA NORTHLAND CENTER MALL | 260NG | MICHIGAN NATIONAL GUARD | ARGUARD |  | United States | Michigan | Macomb | Unknown | 48075 | 1.04 | 1.06
185528 | 82387-11967 | HALL RD UTICA | 82387 | JOINT RECRUITING PROGRAM | USACE | 8641 HALL ROAD | United States | Michigan | Macomb | Utica | 48317 | 1.04 | 1.06
185756 | 82387-12746 | RYAN RD WARREN | 82387 | JOINT RECRUITING PROGRAM | USACE | 29136 RYAN ROAD | United States | Michigan | Macomb | Warren | 48092 | 1.07 | 1.11
188294 | 820178 | G1 TRAINING LEASE | 26155 | DETROIT ARSENAL | ARACT | 11099 Gerald Drive | United States | Michigan | Macomb | Warren | 48093 | 1.07 | 1.11
4712 | 26155 | DETROIT ARSENAL | 26155 | DETROIT ARSENAL | ARACT | 6501 East 11 Mile Road | United States | Michigan | Macomb | Warren | 48397 | 1.07 | 1.11
169899 | 26535 | 5500 ENTERPRISE DRIVE | 26155 | DETROIT ARSENAL | ARACT | 5500 Enterprise Drive | United States | Michigan | Macomb | Warren | 48397 | 1.07 | 1.11
6051 | 26B95 | MANISTEE | 260NG | MICHIGAN NATIONAL GUARD | ARGUARD | 555 First ST | United States | Michigan | Manistee | Manistee | 49660 | 1.04 | 1.06
5558 | 26B55 | ISHPEMING | 260NG | MICHIGAN NATIONAL GUARD | ARGUARD | 900 Palms AVE | United States | Michigan | Marquette | Ishpeming | 49849 | 1 | 1
6086 | 26C05 | MARQUETTE | 260NG | MICHIGAN NATIONAL GUARD | ARGUARD | 1820 Lincoln AVE | United States | Michigan | Marquette | Marquette | 49855 | 1 | 1
6087 | 2653A | CHRISTENSEN/HATTAMER USARC | 27864 | 88TH RRC - MINNESOTA | ARRES | 204 Cherry Creek Road | United States | Michigan | Marquette | Marquette | 49855 | 1 | 1
184654 | 82387-10972 | 535 COUNTY ROAD MARQUETTE | 82387 | JOINT RECRUITING PROGRAM | USACE | 535 COUNTY ROAD SUITE 2 | United States | Michigan | Marquette | Marquette | 49855 | 1 | 1
184524 | 82387-12692 | RATH AVE LUDINGTON | 82387 | JOINT RECRUITING PROGRAM | USACE | 108 RATH AVENUE | United States | Michigan | Mason | Ludington | 49431 | 1.04 | 1.06
191754 | 824252 | 4743 WEST US 10 HIGHWAY LUDINGTON | 82387 | JOINT RECRUITING PROGRAM | USACE | 4743 West US 10 Highway | United States | Michigan | Mason | Ludington | 49431 | 1.04 | 1.06
4038 | 26A46 | BIG RAPIDS | 260NG | MICHIGAN NATIONAL GUARD | ARGUARD | 15900 190th AVE | United States | Michigan | Mecosta | Big Rapids | 49307 | 1.04 | 1.06
184828 | 800036 | 15190 ISABELLA DRIVE BIG RAPIDS | 82387 | JOINT RECRUITING PROGRAM | USACE | 15190 Isabella Drive | United States | Michigan | Mecosta | Big Rapids | 49307 | 1.04 | 1.06
185019 | 82387-11792 | EASTMAN AVE MIDLAND | 82387 | JOINT RECRUITING PROGRAM | USACE | 6807 EASTMAN AVE | United States | Michigan | Midland | Midland | 48640 | 1.04 | 1.06
6189 | 26C10 | MIDLAND | 260NG | MICHIGAN NATIONAL GUARD | ARGUARD | 2847 E Airport RD | United States | Michigan | Midland | Midland | 48642 | 1.04 | 1.06
184655 | 82387-10168 | 1228 & 1230 TELEGRAPH RD MONROE | 82387 | JOINT RECRUITING PROGRAM | USACE | 1228 & 1230 TELEGRAPH RD | United States | Michigan | Monroe | Monroe | 48161 | 1.04 | 1.06
6426 | 26516 | NEWPORT WETS | 260NG | MICHIGAN NATIONAL GUARD | ARGUARD |  | United States | Michigan | Monroe | Newport | 48166 | 1.04 | 1.06
5285 | 26B25 | GREENVILLE | 260NG | MICHIGAN NATIONAL GUARD | ARGUARD | 317 S Hillcrest ST | United States | Michigan | Montcalm | Greenville | 48838 | 1.04 | 1.06
185137 | 800038 | 301 MAPLEWOOD DRIVE GREENVILLE | 82387 | JOINT RECRUITING PROGRAM | USACE | 301 Maplewood Drive | United States | Michigan | Montcalm | Greenville | 48838 | 1.04 | 1.06
6246 | 26C20 | MONTAGUE | 260NG | MICHIGAN NATIONAL GUARD | ARGUARD | 8061 Cook ST | United States | Michigan | Muskegon | Montague | 49437 | 1.04 | 1.06
189523 | 82387-11739 | E MT GARFIELD RD MUSKEGON | 82387 | JOINT RECRUITING PROGRAM | USACE | 1675 E MT GARFIELD R | United States | Michigan | Muskegon | Muskegon | 49440 | 1.04 | 1.06
3631 | 26895 | 2LT WALTER HAUPT USARC | 27864 | 88TH RRC - MINNESOTA | ARRES | 1430 Parslow Drive | United States | Michigan | Muskegon | Muskegon | 49441 | 1.04 | 1.06
185550 | 82387-11121 | 7075 DIXIE HIGHWAY CLARKSTON | 82387 | JOINT RECRUITING PROGRAM | USACE | 7075 DIXIE HIGHWAY | United States | Michigan | Oakland | Clarkston | 48346 | 1.04 | 1.06
191879 | 824538 | 4890 SPRING MEADOW DRIVE CLARKSTON | 70132 | INDEPENDENT DUTY HOUSING PROGRAM | USACE | 4890 Spring Meadow Drive | United States | Michigan | Oakland | Clarkston | 48348 | 1.04 | 1.06
190530 | 822991 | 35055 W 12 MILE ROAD FARMINGTON HILLS | 82387 | JOINT RECRUITING PROGRAM | USACE | 35055 W 12 Mile Road | United States | Michigan | Oakland | Farmington Hills | 48331 | 1.04 | 1.06
190456 | 823019 | 1006 SAGINAW ST HOLLY | 82387 | JOINT RECRUITING PROGRAM | USACE | 1006 Saginaw Street | United States | Michigan | Oakland | Holly | 48342 | 1.04 | 1.06
188569 | 82387-12073 | JOHN R RD MADISON HEIGHTS | 82387 | JOINT RECRUITING PROGRAM | USACE | 30747 JOHN R ROAD | United States | Michigan | Oakland | Madison Heights | 48071 | 1.07 | 1.11
188042 | 810202 | 43155 MAIN STREET NOVI | 82387 | JOINT RECRUITING PROGRAM | USACE | 43155 Main Street | United States | Michigan | Oakland | Novi | 48374 | 1.07 | 1.11
182355 | 82387-10592 | 254 N TELEGRAPH RD PONTIAC | 82387 | JOINT RECRUITING PROGRAM | USACE | 254 N TELEGRAPH RD | United States | Michigan | Oakland | Pontiac | 48341 | 1.04 | 1.06
9435 | 26C35 | PONTIAC | 260NG | MICHIGAN NATIONAL GUARD | ARGUARD | 45 Oakland AVE | United States | Michigan | Oakland | Pontiac | 48342 | 1.04 | 1.06
190749 | 823088 | 2359 MILLBROOK COURT ROCHESTER HILLS | 70132 | INDEPENDENT DUTY HOUSING PROGRAM | USACE | 2359 Millbrook Court | United States | Michigan | Oakland | Rochester Hills | 48306 | 1.04 | 1.06
191866 | 824535 | 2359 MILLBROOK COURT ROCHESTER HILLS | 70132 | INDEPENDENT DUTY HOUSING PROGRAM | USACE | 2359 Millbrook Court | United States | Michigan | Oakland | Rochester Hills | 48306 | 1.04 | 1.06
3669 | 26685 | 1LT ROBERT L POXON USARC | 27864 | 88TH RRC - MINNESOTA | ARRES | 26402 W 11 Mile Road | United States | Michigan | Oakland | Southfield | 48034 | 1.07 | 1.11
191692 | 824251 | 30110 SOUTHFIELD ROAD SOUTHFIELD | 82387 | JOINT RECRUITING PROGRAM | USACE | 30110 Southfield Road | United States | Michigan | Oakland | Southfield | 48076 | 1.07 | 1.11
189302 | 821363 | ILSC LEASE | 26155 | DETROIT ARSENAL | ARACT |  | United States | Michigan | Oakland | Troy | 48083 | 1.04 | 1.06
189329 | 821393 | 1055 MAYA COURT TROY | 70132 | INDEPENDENT DUTY HOUSING PROGRAM | USACE | 1055 Maya Court | United States | Michigan | Oakland | Troy | 48084 | 1.04 | 1.06
183842 | 82387-11002 | 580 KIRTS BLVD TROY | 82387 | JOINT RECRUITING PROGRAM | USACE | 580 KIRTS BLVD | United States | Michigan | Oakland | Troy | 48084 | 1.04 | 1.06
183843 | 710957 | 1172 KIRTS BOULEVARD TROY | 66155 |  | USACE | 1172 KIRTS BOULEVARD | United States | Michigan | Oakland | Troy | 48084 | 1.04 | 1.06
189502 | 82387-10529 | 5700 CROOK RD TROY | 82387 | JOINT RECRUITING PROGRAM | USACE | 5700 Crook Road | United States | Michigan | Oakland | Troy | 48098 | 1.04 | 1.06
3638 | 26900 | DONALD R. MOYER USARC | 27864 | 88TH RRC - MINNESOTA | ARRES | 2650 Watkins Lake Road | United States | Michigan | Oakland | Waterford | 48328 | 1.04 | 1.06
191753 | 823329 | 47178 HAYES RD. SHELBY TOWNSHIP | 82387 | JOINT RECRUITING PROGRAM | USACE | 47178 Hayes Road | United States | Michigan | Oceana | Shelby Township | 48318 | 1.04 | 1.06
182575 | 82387-10510 | 2204 OLD M-76 WEST BRANCH | 82387 | JOINT RECRUITING PROGRAM | USACE | 2204 OLD M-76 | United States | Michigan | Ogemaw | West Branch | 48661 | 1.04 | 1.06
171071 | 26949 | LEASE RECRUITING STA GAYLORD | 260NG | MICHIGAN NATIONAL GUARD | ARGUARD |  | United States | Michigan | Otsego | Gaylord | 49735 | 1.04 | 1.06
185525 | 82387-11141 | 734 EDELWEISS VILLAGE PARKWAY GAYLORD | 82387 | JOINT RECRUITING PROGRAM | USACE | 734 EDELWEISS VILLAGE PARKWAY | United States | Michigan | Otsego | Gaylord | 49735 | 1.04 | 1.06
189681 | 821762 | 2402 MANORWOOD GAYLORD | 70132 | INDEPENDENT DUTY HOUSING PROGRAM | USACE | 2402 Manorwood | United States | Michigan | Otsego | Gaylord | 49735 | 1.04 | 1.06
190299 | 705361 | 1723 WEST M-32 GAYLORD | 82387 | JOINT RECRUITING PROGRAM | USACE | 1723 West M-32 | United States | Michigan | Otsego | Gaylord | 49735 | 1.04 | 1.06
190814 | 823256 | 1323 CUB'S WAY VANDERBILT | 70132 | INDEPENDENT DUTY HOUSING PROGRAM | USACE | 1323 Cub's Way | United States | Michigan | Otsego | Vanderbilt | 49795 | 1.04 | 1.06
1548 | CYTL0001 | CAMP GRAYLING WEAPONS RANGE SITE # 1 | TDVG | ALPENA CO REG APT | AFGUARD | 10930 W. STEELGATE RD | United States | Michigan | Otsego | Waters | 49733 | 1.04 | 1.06
191492 | 824061 | 1635 COLFAX STREET GRAND HAVEN | 70132 | INDEPENDENT DUTY HOUSING PROGRAM | USACE | 1635 Colfax Street | United States | Michigan | Ottawa | Grand Haven | 49417 | 1.04 | 1.06
191019 | 823430 | 3006 WEST SHORE DR. HOLLAND | 82387 | JOINT RECRUITING PROGRAM | USACE | 3006 West Shore Drive | United States | Michigan | Ottawa | Holland | 49424 | 1.04 | 1.06
853 | N00128-SG | NAVOPSPTCEN SAGINAW MI | N00128 | NAVAL STATION GREAT LAKES IL | NAVACT | 3500 DOUGLAS ST | United States | Michigan | Saginaw | Saginaw | 48601 | 1.04 | 1.06
4579 | 26925 | CPT G.S. CRABBE USARC | 27864 | 88TH RRC - MINNESOTA | ARRES |  | United States | Michigan | Saginaw | Saginaw | 48601 | 1.04 | 1.06
7117 | 26C45 | SAGINAW | 260NG | MICHIGAN NATIONAL GUARD | ARGUARD | 1800 S Outer DR | United States | Michigan | Saginaw | Saginaw | 48601 | 1.04 | 1.06
187721 | 26534 | SAGINAW USARC | 27864 | 88TH RRC - MINNESOTA | ARRES |  | United States | Michigan | Saginaw | Saginaw | 48601 | 1.04 | 1.06
191149 | 823732 | 2159 HEATHER LANE SAGINAW | 70132 | INDEPENDENT DUTY HOUSING PROGRAM | USACE | 2159 Heather Lane | United States | Michigan | Saginaw | Saginaw | 48601 | 1.04 | 1.06
184525 | 82387-11369 | BAY RD SAGINAW | 82387 | JOINT RECRUITING PROGRAM | USACE | 4414 BAY ROAD | United States | Michigan | Saginaw | Saginaw | 48603 | 1.04 | 1.06
191339 | 823924 | 3827 NORTH HARFORD DRIVE SAGINAW | 70132 | INDEPENDENT DUTY HOUSING PROGRAM | USACE | 3827 North Hartford Drive | United States | Michigan | Saginaw | Saginaw | 48604 | 1.04 | 1.06
185641 | 82387-10532 | 2272G TITTABAWASEE SAGINAW | 82387 | JOINT RECRUITING PROGRAM | USACE | 2272-G TITTABAWASEE | United States | Michigan | Saginaw | Saginaw | 48604 | 1.04 | 1.06
9494 | 26966 | SHIAWASSEE | 260NG | MICHIGAN NATIONAL GUARD | ARGUARD |  | United States | Michigan | Shiawassee | Corunna | 48817 | 1.04 | 1.06
188403 | 82387-12164 | M-21 OWOSSO | 82387 | JOINT RECRUITING PROGRAM | USACE | 1645 AND 1687 M21 | United States | Michigan | Shiawassee | Owosso | 48867 | 1.04 | 1.06
6674 | 26C30 | OWOSSO | 260NG | MICHIGAN NATIONAL GUARD | ARGUARD | 201 N Water ST | United States | Michigan | Shiawassee | Owosso |  | 1.04 | 1.06
186657 | 800724 | ABBEY DRIVE NEW BALTIMORE | 70132 | INDEPENDENT DUTY HOUSING PROGRAM | USACE | Abbey Drive | United States | Michigan | St. Clair | New Baltimore | 48047 | 1.04 | 1.06
6852 | 26C40 | PORT HURON | 260NG | MICHIGAN NATIONAL GUARD | ARGUARD | 2525 Dove ST | United States | Michigan | St. Clair | Port Huron | 48060 | 1.04 | 1.06
183913 | 82387-10801 | 3924 24TH AVE PORT HURON | 82387 | JOINT RECRUITING PROGRAM | USACE | 3924 24TH AVE | United States | Michigan | St. Clair | Port Huron | 48060 | 1.04 | 1.06
7453 | 26C65 | STURGIS | 260NG | MICHIGAN NATIONAL GUARD | ARGUARD | 701 14th ST | United States | Michigan | St. Joseph | Sturgis | 49091 | 1.04 | 1.06
189448 | 82387-10130 | 1170 W MICHIGAN #4 THREE RIVERS | 82387 | JOINT RECRUITING PROGRAM | USACE | 1170 W MICHIGAN #4 | United States | Michigan | St. Joseph | Three Rivers | 49093 | 1.04 | 1.06
191327 | 823841 | 277 NORTH US 131 THREE RIVERS | 82387 | JOINT RECRUITING PROGRAM | USACE | 277 North US 131 | United States | Michigan | St. Joseph | Three Rivers | 49093 | 1.04 | 1.06
183694 | 82387-12813 | S HOOPER ST CARO | 82387 | JOINT RECRUITING PROGRAM | USACE | 852 S HOOPER ST | United States | Michigan | Tuscola | Caro | 48723 | 1.04 | 1.06
191314 | 823761 | 1534 WEST CARO ROAD CARO | 82387 | JOINT RECRUITING PROGRAM | USACE | 1534 West Caro Road | United States | Michigan | Tuscola | Caro | 48723 | 1.04 | 1.06
189898 | 822067 | 28265 SPRINGBROOK KALAMAZOO | 70132 | INDEPENDENT DUTY HOUSING PROGRAM | USACE | 28265 Springbrook | United States | Michigan | Van Buren | Kalamazoo | 49065 | 1.04 | 1.06
189390 | 821460 | 5913 LAFAYETTE LANE ANN ARBOR | 70132 | INDEPENDENT DUTY HOUSING PROGRAM | USACE | 5913 Lafayette Lane | United States | Michigan | Washtenaw | Ann Arbor | 48103 | 1.04 | 1.06
3637 | 26755 | DONALD C.SCHORLING USARC | 27864 | 88TH RRC - MINNESOTA | ARRES | 1980 S Industrial Highway | United States | Michigan | Washtenaw | Ann Arbor | 48104 | 1.04 | 1.06
190319 | 822431 | 2144 S STATE STREET ANN ARBOR | 82387 | JOINT RECRUITING PROGRAM | USACE | 2144 S State Street | United States | Michigan | Washtenaw | Ann Arbor | 48104 | 1.04 | 1.06
183832 | 82387-13350 | 4695 WASHTENAW ANN ARBOR | 82387 | JOINT RECRUITING PROGRAM | USACE | 4695 WASHTENAW | United States | Michigan | Washtenaw | Ann Arbor | 48104 | 1.04 | 1.06
190405 | 822534 | 6619 RALARIC DRIVE DEXTER | 70132 | INDEPENDENT DUTY HOUSING PROGRAM | USACE | 6619 Ralaric Drive | United States | Michigan | Washtenaw | Dexter | 48130 | 1.04 | 1.06
8003 | 26C80 | WASHTENAW | 260NG | MICHIGAN NATIONAL GUARD | ARGUARD | 1710 Fairlane RD | United States | Michigan | Washtenaw | Ypsilanti | 48197 | 1.04 | 1.06
191343 | 823926 | 44210 LEEANN LANE CANTON | 70132 | INDEPENDENT DUTY HOUSING PROGRAM | USACE | 44210 LeeAnn Lane | United States | Michigan | Wayne | Canton | 48188 | 1.04 | 1.06
191508 | 824063 | 50069 BLACK HORSE CANTON | 70132 | INDEPENDENT DUTY HOUSING PROGRAM | USACE | 50069 Black Horse | United States | Michigan | Wayne | Canton | 48188 | 1.04 | 1.06
190326 | 704380 | 23400 MICHIGAN AVE. DEARBORN | 82387 | JOINT RECRUITING PROGRAM | USACE | 23400 Michigan Avenue | United States | Michigan | Wayne | Dearborn | 48124 | 1.07 | 1.11
187067 | 82387-13290 | W OUTER DR DEARBORN | 82387 | JOINT RECRUITING PROGRAM | USACE | 19855 W OUTER DRIVE | United States | Michigan | Wayne | Dearborn | 48124 | 1.07 | 1.11
183870 | 800479 | 3 PARKLANE BLVD DEARBORN | 82387 | JOINT RECRUITING PROGRAM | USACE | 3 Parklane Blvd. | United States | Michigan | Wayne | Dearborn | 48126 | 1.07 | 1.11
183871 | 82387-11460 | CARLYSE DEARBORN | 82387 | JOINT RECRUITING PROGRAM | USACE | 23960 CARLYSE | United States | Michigan | Wayne | Dearborn | 48126 | 1.07 | 1.11
183333 | 82387-10125 | 1155 BREWERY PARK DETROIT | 82387 | JOINT RECRUITING PROGRAM | USACE | 1155 BREWERY PARK BLVD., SUITE 320 | United States | Michigan | Wayne | Detroit | 48207 | 1.07 | 1.11
4716 | 26A77 | DETROIT OLYMPIA | 260NG | MICHIGAN NATIONAL GUARD | ARGUARD | 3030 Mcgraw ST | United States | Michigan | Wayne | Detroit | 48208 | 1.07 | 1.11
190307 | 822208 | 18620 LIVERNOIS DETROIT | 82387 | JOINT RECRUITING PROGRAM | USACE | 18620 Livernois | United States | Michigan | Wayne | Detroit | 48221 | 1.07 | 1.11
183329 | 18081-10154 | 477 MICHIGAN AVE DETROIT | 18081 | ARMY MISSION SUPPORT | USACE | 477 MICHIGAN AVE | United States | Michigan | Wayne | Detroit | 48226 | 1.07 | 1.11
183334 | 82387-11701 | E JEFFERSONT DETROIT | 82387 | JOINT RECRUITING PROGRAM | USACE | 2650 EAST JEFFERSONT | United States | Michigan | Wayne | Detroit | 48226 | 1.07 | 1.11
4715 | 26A80 | DETROIT LIGHT GUARD | 260NG | MICHIGAN NATIONAL GUARD | ARGUARD | 4400 E 8 Mile RD | United States | Michigan | Wayne | Detroit | 48234 | 1.07 | 1.11
187716 | 82387-11679 | E EIGHT MILE RD DETROIT | 82387 | JOINT RECRUITING PROGRAM | USACE | 9530 E EIGHT MILE RD | United States | Michigan | Wayne | Detroit | 48234 | 1.07 | 1.11
169998 | 26671 | LEASE RECRUITING STA GARDEN CITY | 260NG | MICHIGAN NATIONAL GUARD | ARGUARD |  | United States | Michigan | Wayne | Garden City | 48135 | 1.07 | 1.11
185133 | 82387-11864 | FORD RD GARDEN CITY | 82387 | JOINT RECRUITING PROGRAM | USACE | 29219 FORD ROAD | United States | Michigan | Wayne | Garden City | 48135 | 1.07 | 1.11
3648 | 26840 | RAYMOND ZUSSMAN USARC | 27864 | 88TH RRC - MINNESOTA | ARRES | 3200 S. Beech Daly Road | United States | Michigan | Wayne | Inkster | 48141 | 1.07 | 1.11
3647 | 26797 | MG GEORGE A CUSTER USARC/AMSA | 27864 | 88TH RRC - MINNESOTA | ARRES | 34451 Schoolcraft Road | United States | Michigan | Wayne | Livonia | 48150 | 1.07 | 1.11
186185 | 800722 | FIVE MILE ROAD LIVONIA | 82387 | JOINT RECRUITING PROGRAM | USACE |  | United States | Michigan | Wayne | Livonia | 48150 | 1.07 | 1.11
184656 | 82387-11826 | EUREKA RD SOUTHGATE | 82387 | JOINT RECRUITING PROGRAM | USACE | 13565 EUREKA ROAD | United States | Michigan | Wayne | Southgate | 48195 | 1.07 | 1.11
7512 | 26C67 | TAYLOR | 260NG | MICHIGAN NATIONAL GUARD | ARGUARD | 1411 N Main | United States | Michigan | Wayne | Taylor | 48180 | 1.07 | 1.11
183316 | 82387-11865 | FORD RD WESTLAND | 82387 | JOINT RECRUITING PROGRAM | USACE | 36480 FORD ROAD CITY CENTER PLAZA | United States | Michigan | Wayne | Westland | 48185 | 1.07 | 1.11
191688 | 824113 | 2401 E. RHEAD CIRCLE WESTLAND | 70132 | INDEPENDENT DUTY HOUSING PROGRAM | USACE | 2401 E Rhead Circle | United States | Michigan | Wayne | Westland | 48186 | 1.07 | 1.11
191633 | 824203 | 19251 MACK AVE GROSSE POINTE WOODS | 82387 | JOINT RECRUITING PROGRAM | USACE | 19251 Mack Avenue | United States | Michigan | Wayne |  | 48236 | 1.07 | 1.11
4203 | 26A50 | CADILLAC | 260NG | MICHIGAN NATIONAL GUARD | ARGUARD | 415 N Haynes ST | United States | Michigan | Wexford | Cadillac | 49601 | 1.04 | 1.06
185547 | 82387-12439 | N MITCHELL CADILLAC | 82387 | JOINT RECRUITING PROGRAM | USACE | 1031-37 N MITCHELL | United States | Michigan | Wexford | Cadillac | 49601 | 1.04 | 1.06
189268 | 821371 | 1467 147TH AVENUE NW ANDOVER | 70132 | INDEPENDENT DUTY HOUSING PROGRAM | USACE | 1467 147th Ave NW | United States | Minnesota | Anoka | Andover | 55304 | 1.11 | 1.14
191406 | 823935 | 1529 140TH LANE NW ANDOVER | 70132 | INDEPENDENT DUTY HOUSING PROGRAM | USACE | 1529 140th Lane NW | United States | Minnesota | Anoka | Andover | 55304 | 1.11 | 1.14
3818 | 27A20 | ANOKA NG ARMORY | 270NG | MINNESOTA NATIONAL GUARD | ARGUARD | 408 E Main ST | United States | Minnesota | Anoka | Anoka | 55303 | 1.11 | 1.14
189938 | 82387-11487 | CENTRAL AVE NE BLAINE | 82387 | JOINT RECRUITING PROGRAM | USACE | 12529 CENTRAL AVE NE | United States | Minnesota | Anoka | Blaine | 55434 | 1.11 | 1.14
191274 | 27L40 | NORTHGATE SQUARE SFRO | 270NG | MINNESOTA NATIONAL GUARD | ARGUARD |  | United States | Minnesota | Anoka | Blaine | 55434 | 1.11 | 1.14
170001 | 27592 | CIRCLE PINES STORE FNT RECRUTING | 270NG | MINNESOTA NATIONAL GUARD | ARGUARD |  | United States | Minnesota | Anoka | Circle Pines | 55014 | 1.11 | 1.14
185725 | 82387-11543 | COON RAPIDS BLVD COON RAPIDS | 82387 | JOINT RECRUITING PROGRAM | USACE | 3059 COON RAPIDS BOULEVARD COON RAPIDS SQUARE | United States | Minnesota | Anoka | Coon Rapids | 55433 | 1.11 | 1.14
1142 | N91192 | NIROP MINNEAPOLIS MN | N91192 | NIROP MINNEAPOLIS MN | NAVACT | 5001 East River Road | United States | Minnesota | Anoka | Fridley |  | 1.11 | 1.14
4714 | 27A75 | DETROIT LAKES NG ARMORY OMS #5 | 270NG | MINNESOTA NATIONAL GUARD | ARGUARD | 1220 Rossman AVE | United States | Minnesota | Becker | Detroit Lakes | 56501 | 1.11 | 1.14
183172 | 82387-11946 | GRAYSTONE PLZ DETROIT LAKES | 82387 | JOINT RECRUITING PROGRAM | USACE | 117 GRAYSTONE PLAZA | United States | Minnesota | Becker | Detroit Lakes | 56501 | 1.11 | 1.14
3992 | 27A40 | BEMIDJI NG ARMORY | 270NG | MINNESOTA NATIONAL GUARD | ARGUARD | 1430 W 23D ST NW | United States | Minnesota | Beltrami | Bemidji | 56601 | 1.11 | 1.14
190071 | 822210 | 4109 WOODBERRY DRIVE SE BEMIDJI | 70132 | INDEPENDENT DUTY HOUSING PROGRAM | USACE | 4109 Woodberry Drive SE | United States | Minnesota | Beltrami | Bemidji | 56601 | 1.11 | 1.14
190329 | 823032 | 2518 HANNAH AVE NW BEMIDJI | 82387 | JOINT RECRUITING PROGRAM | USACE | 2518 Hannah Avenue | United States | Minnesota | Beltrami | Bemidji | 56601 | 1.11 | 1.14
191704 | 824121 | 4325 BRINKMAN NE BEMIDJI | 70132 | INDEPENDENT DUTY HOUSING PROGRAM | USACE | 4325 Brinkman Drive NE | United States | Minnesota | Beltrami | Bemidji | 56601 | 1.11 | 1.14
191847 | 824449 | 1771 34TH STREET NE SAUK RAPIDS | 70132 | INDEPENDENT DUTY HOUSING PROGRAM | USACE |  | United States | Minnesota | Benton | Sauk Rapids | 56379 | 1.11 | 1.14
6659 | 27C25 | ORTONVILLE NG ARMORY | 270NG | MINNESOTA NATIONAL GUARD | ARGUARD | 309 Madison AVE | United States | Minnesota | Big Stone | Ortonville | 56278 | 1.11 | 1.14
5970 | 2710A | LTA, BLUE EARTH COUNTY | 27864 | 88TH RRC - MINNESOTA | ARRES | C/O Co B, 367th Engr Bn | United States | Minnesota | Blue Earth | Mankato | 56001 | 1.11 | 1.14
6054 | 27B60 | MANKATO NG ARMORY | 270NG | MINNESOTA NATIONAL GUARD | ARGUARD | 100 Martin Luther King Jr. DR | United States | Minnesota | Blue Earth | Mankato | 56001 | 1.11 | 1.14
6055 | 27895 | MANKATO USARC | 27864 | 88TH RRC - MINNESOTA | ARRES | 1550 Pohl Road | United States | Minnesota | Blue Earth | Mankato | 56001 | 1.11 | 1.14
183174 | 710368 | RIVER HILLS MALL MANKATO | 82387 | JOINT RECRUITING PROGRAM | USACE | River Hills Mall 1850 Adams Street, Space No. 703 | United States | Minnesota | Blue Earth | Mankato | 56001 | 1.11 | 1.14
183175 | 82387-12755 | S 2ND ST MANKATO | 82387 | JOINT RECRUITING PROGRAM | USACE | 401 S 2ND STREET RMS 202 & 204 | United States | Minnesota | Blue Earth | Mankato | 56001 | 1.11 | 1.14
188271 | 820128 | 216 INDIAN HILL ROAD MANKATO | 70132 | INDEPENDENT DUTY HOUSING PROGRAM | USACE | 216 Indian Hill Road | United States | Minnesota | Blue Earth | Mankato | 56001 | 1.11 | 1.14
189721 | 821903 | 105 TIMBERWOLF COURT MANKATO | 70132 | INDEPENDENT DUTY HOUSING PROGRAM | USACE | 105 Timberwolf Court | United States | Minnesota | Blue Earth | Mankato | 56001 | 1.11 | 1.14
189866 | 821928 | 10 CIVIC CENTER PLAZA MANKATO, MN | 82387 | JOINT RECRUITING PROGRAM | USACE | 10 Civic Center Plaza | United States | Minnesota | Blue Earth | Mankato | 56001 | 1.11 | 1.14
190459 | 822832 | 105 PANTHER LANE MANKATO | 70132 | INDEPENDENT DUTY HOUSING PROGRAM | USACE | 105 Panther Lane | United States | Minnesota | Blue Earth | Mankato | 56001 | 1.11 | 1.14
6411 | 27C00 | NEW ULM NG ARMORY | 270NG | MINNESOTA NATIONAL GUARD | ARGUARD | 205 N Broadway | United States | Minnesota | Brown | New Ulm | 56073 | 1.11 | 1.14
6412 | 27C05 | NEW ULM OMS #6 | 270NG | MINNESOTA NATIONAL GUARD | ARGUARD | 1523 S Washington | United States | Minnesota | Brown | New Ulm | 56073 | 1.11 | 1.14
4471 | 27A60 | CLOQUET NGA OMS 13S | 270NG | MINNESOTA NATIONAL GUARD | ARGUARD | 801 HWY 33 | United States | Minnesota | Carlton | Cloquet | 55720 | 1.1 | 1.13
183442 | 82387-10893 | 459 WEST 79TH STREET CHANHASSEN | 82387 | JOINT RECRUITING PROGRAM | USACE | 459 WEST 79TH STREET | United States | Minnesota | Carver | Chanhassen | 55317 | 1.11 | 1.14
184874 | 18081-10328 | FISCHER TRACT YOUNG AMERICA | 18081 | ARMY MISSION SUPPORT | USACE | FISCHER TRACT HICKEY TRACT | United States | Minnesota | Carver | Young America | 55555 | 1.11 | 1.14
191837 | 824467 | 1171 OAK KNOLL DRIVE EAST GULL LAKE | 70132 | INDEPENDENT DUTY HOUSING PROGRAM | USACE | 1171 Oak Knoll Drive | United States | Minnesota | Cass | East Gull Lake | 56401 | 1.11 | 1.14
184574 | 27864-10016 | HIGHLAND & DIVIS WALKER | 27864 | 88TH RRC - MINNESOTA | ARRES | Intersection of Highland Ave and Division St | United States | Minnesota | Cass | Walker | 56484 | 1.11 | 1.14
6252 | 27B80 | MONTEVIDEO NG ARMORY | 270NG | MINNESOTA NATIONAL GUARD | ARGUARD | 711 S 17th STree | United States | Minnesota | Chippewa | Montevideo | 56265 | 1.11 | 1.14
169948 | 27645 | MONTEVIDEO MVSC | 270NG | MINNESOTA NATIONAL GUARD | ARGUARD |  | United States | Minnesota | Chippewa | Montevideo | 56265 | 1.11 | 1.14
6264 | 27B85 | MOORHEAD NG ARMORY | 270NG | MINNESOTA NATIONAL GUARD | ARGUARD | 1002 15th AVE N | United States | Minnesota | Clay | Moorhead | 56560 | 1.11 | 1.14
191313 | 823903 | 1527 35TH AVENUE SOUTH MOORHEAD | 70132 | INDEPENDENT DUTY HOUSING PROGRAM | USACE | 1527 35th Avenue South | United States | Minnesota | Clay | Moorhead | 56560 | 1.11 | 1.14
3655 | 27700 | TERRANCE A. PETERSON USARC | 27864 | 88TH RRC - MINNESOTA | ARRES | 310 NE Tenth Avenue | United States | Minnesota | Crow Wing | Brainerd | 56401 | 1.11 | 1.14
4120 | 27A50 | BRAINERD NG ARMORY | 270NG | MINNESOTA NATIONAL GUARD | ARGUARD | 1115 Wright ST | United States | Minnesota | Crow Wing | Brainerd | 56401 | 1.11 | 1.14
183772 | 82387-12560 | NW 4TH ST BRAINERD | 82387 | JOINT RECRUITING PROGRAM | USACE | 517 NORTHWEST 4TH ST SUITE 111 | United States | Minnesota | Crow Wing | Brainerd | 56401 | 1.11 | 1.14
185776 | 82387-13326 | W WASHINGTON ST BRAINERD | 82387 | JOINT RECRUITING PROGRAM | USACE | 702 W WASHINGTON ST | United States | Minnesota | Crow Wing | Brainerd | 56401 | 1.11 | 1.14
191125 | 823594 | 13540 IRONWOOD DRIVE BRAINERD | 70132 | INDEPENDENT DUTY HOUSING PROGRAM | USACE | 13540 Ironwood Drive | United States | Minnesota | Crow Wing | Brainerd | 56401 | 1.11 | 1.14
191675 | 824162 | 15029 DUNDEE AVENUE APPLE VALLEY | 70132 | INDEPENDENT DUTY HOUSING PROGRAM | USACE | 15029 Dundee Avenue | United States | Minnesota | Dakota | Apple Valley | 55124 | 1.11 | 1.14
190479 | 822623 | 1305 WEST 158TH STREET BURNSVILLE | 70132 | INDEPENDENT DUTY HOUSING PROGRAM | USACE | 1305 West 158th Street | United States | Minnesota | Dakota | Burnsville | 53306 | 1.11 | 1.14
184651 | 800150 | 200 EAST TRAVELERS TRAIL, SUITE 280 BURNSVILLE | 82387 | JOINT RECRUITING PROGRAM | USACE | 200 East Travelers Trail | United States | Minnesota | Dakota | Burnsville | 55337 | 1.11 | 1.14
184652 | 82387-12520 | NICOLLET AVE S BURNSVILLE | 82387 | JOINT RECRUITING PROGRAM | USACE | 12633 NICOLLET AVE S 12637 NICOLLET AVE S | United States | Minnesota | Dakota | Burnsville | 55337 | 1.11 | 1.14
191180 | 823686 | 4027 126TH TERRACE WEST SAVAGE | 70132 | INDEPENDENT DUTY HOUSING PROGRAM | USACE | 4027 126th Terrace West | United States | Minnesota | Dakota | Eagan | 55123 | 1.11 | 1.14
187868 | 810089 | 19920 CABRILLA WAY FARMINGTON | 70132 | INDEPENDENT DUTY HOUSING PROGRAM | USACE | 19920 Cabrilla Way | United States | Minnesota | Dakota | Farmington | 55024 | 1.11 | 1.14
190493 | 822548 | 18945 EMBERS AVENUE FARMINGTON | 70132 | INDEPENDENT DUTY HOUSING PROGRAM | USACE | 18945 Embers Avenue | United States | Minnesota | Dakota | Farmington | 55024 | 1.11 | 1.14
191143 | 823699 | 17709 FORTUNE TRAIL FARMINGTON | 70132 | INDEPENDENT DUTY HOUSING PROGRAM | USACE | 17709 Fortune Trail | United States | Minnesota | Dakota | Farmington | 55024 | 1.11 | 1.14
5378 | 27B15 | HASTINGS NG ARMORY | 270NG | MINNESOTA NATIONAL GUARD | ARGUARD | 3050 HWY 316 S | United States | Minnesota | Dakota | Hastings | 55033 | 1.11 | 1.14
5547 | 27B27 | INVER GROVE HIEGHTS ARMORY | 270NG | MINNESOTA NATIONAL GUARD | ARGUARD | 8076 Babcock TR | United States | Minnesota | Dakota | Inver Grove Heights | 55077 | 1.11 | 1.14
190441 | 822349 | SOUTHRIDGE CENTER INVER GROVE HEIGHTS | 82387 | JOINT RECRUITING PROGRAM | USACE | Mendota Road E | United States | Minnesota | Dakota | Inver Grove Heights | 55077 | 1.11 | 1.14
182345 | 82387-13171 | W 160TH ST LAKEVILLE | 82387 | JOINT RECRUITING PROGRAM | USACE | 7686 WEST 160TH STREET | United States | Minnesota | Dakota | Lakeville | 55044 | 1.11 | 1.14
185878 | 27L25 | LAKEVILLE STORE FRONT RECRUITING OFFICE | 270NG | MINNESOTA NATIONAL GUARD | ARGUARD |  | United States | Minnesota | Dakota | Lakeville | 55044 | 1.11 | 1.14
189988 | 821937 | 7622 160TH STREET LAKEVILLE | 82387 | JOINT RECRUITING PROGRAM | USACE | 7622 160th Street | United States | Minnesota | Dakota | Lakeville | 55044 | 1.11 | 1.14
191321 | 823847 | 23884 LOGAN WAY LAKEVILLE | 70132 | INDEPENDENT DUTY HOUSING PROGRAM | USACE | 23884 Logan Way | United States | Minnesota | Dakota | Lakeville | 55044 | 1.11 | 1.14
7067 | 27C67 | ROSEMOUNT NG ARMORY | 270NG | MINNESOTA NATIONAL GUARD | ARGUARD | 13865 S Robert T | United States | Minnesota | Dakota | Rosemount | 55068 | 1.11 | 1.14
7068 | 27C68 | ROSEMOUNT NG MAINT FACILITY | 270NG | MINNESOTA NATIONAL GUARD | ARGUARD | 14221 Biscayne AVE | United States | Minnesota | Dakota | Rosemount | 55068 | 1.11 | 1.14
189193 | 821293 | 16567 GANNON AVENUE ROSEMOUT | 70132 | INDEPENDENT DUTY HOUSING PROGRAM | USACE | 16567 Gannon Avenue | United States | Minnesota | Dakota | Rosemount | 55068 | 1.11 | 1.14
7401 | 27D05 | ST PAUL-WEST NG ARMORY | 270NG | MINNESOTA NATIONAL GUARD | ARGUARD | 1120 N SWift ST | United States | Minnesota | Dakota | West St Paul | 55118 | 1.11 | 1.14
3749 | 27A15 | ALEXANDRIA NG ARMORY | 270NG | MINNESOTA NATIONAL GUARD | ARGUARD | 310 Broadway | United States | Minnesota | Douglas | Alexandria | 56308 | 1.11 | 1.14
9465 | 27891 | ALEXANDRIA NG MVSC | 270NG | MINNESOTA NATIONAL GUARD | ARGUARD |  | United States | Minnesota | Douglas | Alexandria | 56308 | 1.11 | 1.14
183737 | 82387-12773 | S BROADWAY ALEXANDRIA | 82387 | JOINT RECRUITING PROGRAM | USACE | 2308 SOUTH BROADWAY | United States | Minnesota | Douglas | Alexandria | 56308 | 1.11 | 1.14
3741 | 27A10 | ALBERT LEA NG ARMORY | 270NG | MINNESOTA NATIONAL GUARD | ARGUARD | 410 Prospect AVE | United States | Minnesota | Freeborn | Albert Lea | 56007 | 1.11 | 1.14
6957 | 27C55 | RED WING NG ARMORY | 270NG | MINNESOTA NATIONAL GUARD | ARGUARD | 885 E 7th ST | United States | Minnesota | Goodhue | Red Wing | 55066 | 1.11 | 1.14
182367 | 710435 | 1701 AMERICAN BLVD E, SUITE 13 BLOOMINGTON | 82387 | JOINT RECRUITING PROGRAM | USACE | 1701 AMERICAN BLVD E, Suite 13 CEDAR BUSINESS CENTE | United States | Minnesota | Hennepin | Bloomington | 55425 | 1.11 | 1.15
182368 | 82387-12090 | KILLEBREW DR BLOOMINGTON | 82387 | JOINT RECRUITING PROGRAM | USACE | 2001 KILLEBREW DRIVE SUITE 155 | United States | Minnesota | Hennepin | Bloomington | 55425 | 1.11 | 1.15
188118 | 810233 | 7900 INTERNATIONAL DRIVE BLOOMINGTON | 82387 | JOINT RECRUITING PROGRAM | USACE | 7900 International Drive | United States | Minnesota | Hennepin | Bloomington | 55425 | 1.11 | 1.15
189651 | 821627 | OLYMPIA BUSINESS CENTER, 1401 E. AMERICAN BLVD. BLOOMINGTON | 82387 | JOINT RECRUITING PROGRAM | USACE | 1401 E. American Blvd. | United States | Minnesota | Hennepin | Bloomington | 55425 | 1.11 | 1.15
182365 | 711014 | 1650 WEST 82ND STREET BLOOMINGTON | 82387 | JOINT RECRUITING PROGRAM | USACE | 1650 WEST 82ND STREET SUITE 1210 | United States | Minnesota | Hennepin | Bloomington | 55431 | 1.11 | 1.15
189845 | 821934 | 5600 AMERICAN BLVD BLOOMINGTON | 27650 | TWIN CITIES ARMY AMMUNITION PLANT | ARACT | 5600 American Blvd | United States | Minnesota | Hennepin | Bloomington | 55437 | 1.11 | 1.15
191790 | 824389 | 4824 KINGSDALE DRIVE BLOOMINGTON | 70132 | INDEPENDENT DUTY HOUSING PROGRAM | USACE | 4824 Kingsdale Drive | United States | Minnesota | Hennepin | Bloomington | 55437 | 1.11 | 1.15
182366 | 82387-11879 | FRANCE AVE S BLOOMINGTON | 82387 | JOINT RECRUITING PROGRAM | USACE | 10552 FRANCE AVENUE, SOUTH | United States | Minnesota | Hennepin | Bloomington | 55437 | 1.11 | 1.15
185011 | 82387-10996 | 5615B XERXES AVENUE BROOKLYN CENTER | 82387 | JOINT RECRUITING PROGRAM | USACE | 5615B XERXES AVENUE | United States | Minnesota | Hennepin | Brooklyn Center | 55428 | 1.11 | 1.15
191005 | 823503 | 16187 VALLEY VIEW ROAD EDEN PRAIRIE | 70132 | INDEPENDENT DUTY HOUSING PROGRAM | USACE | 16187 Valley View Road | United States | Minnesota | Hennepin | Eden Prairie | 55344 | 1.11 | 1.15
861 | M67861-0010 | FORT SNELLING, MN | M67861 | MCRS WILMINGTON | NAVRES |  | United States | Minnesota | Hennepin | Fort Snelling | 55111 | 1.11 | 1.15
5052 | 27865 | FORT SNELLING USARC AMSA 22 BMA | 27864 | 88TH RRC - MINNESOTA | ARRES | Bldg 506, Roeder Circle | United States | Minnesota | Hennepin | Fort Snelling | 55111 | 1.11 | 1.15
191839 | 824396 | 13571 GROVE DRIVE MAPLE GROVE | 82387 | JOINT RECRUITING PROGRAM | USACE | 13571 Grove Drive | United States | Minnesota | Hennepin | Maple Grove | 55311 | 1.11 | 1.15
182577 | 710855 | 9325 UPLAND LANE NORTH MAPLE GROVE | 82387 | JOINT RECRUITING PROGRAM | USACE | 9325 UPLAND LANE NORTH #325 | United States | Minnesota | Hennepin | Maple Grove | 55369 | 1.11 | 1.15
191211 | 823651 | 6810 MERRIMAC LANE NORTH MAPLE GROVE | 70132 | INDEPENDENT DUTY HOUSING PROGRAM | USACE | 16187 Valley View Road | United States | Minnesota | Hennepin | Maple Grove | 55369 | 1.11 | 1.15
191668 | 824286 | 12574 74TH AVENUE N MAPLE GROVE | 70132 | INDEPENDENT DUTY HOUSING PROGRAM | USACE | 12574 74th Avenue North | United States | Minnesota | Hennepin | Maple Grove | 55369 | 1.11 | 1.15
7399 | 27C97 | ST PAUL CST ARMORY | 270NG | MINNESOTA NATIONAL GUARD | ARGUARD | 600 Cedar ST | United States | Minnesota | Hennepin | Minneapolis | 55101 | 1.11 | 1.15
2836 | QJKS0001 | MPLS ST PAUL INTL APT OFFICER CLUB ANX SITE # 1 | QJKL | MINN-ST PAUL | AFRES | 395 HIGHWAY 5 AND POST ROAD | United States | Minnesota | Hennepin | Minneapolis | 55112 | 1.11 | 1.15
3284 | VUKH0001 | SNELLING SMALL ARMS RANGE ANNEX SITE # 1 | QJKL | MINN-ST PAUL | AFRES | 400 HIGHWAY 5 AND POST ROAD | United States | Minnesota | Hennepin | Minneapolis | 55112 | 1.11 | 1.15
189887 | 822076 | 212 THIRD AVE MINNEAPOLIS | 66155 |  | USACE | 212 Third Ave | United States | Minnesota | Hennepin | Minneapolis | 55401 | 1.11 | 1.15
189888 | 822068 | 212 THIRD AVE SOUTH MINNEAPOLIS | 66155 |  | USACE | 212 Third Ave | United States | Minnesota | Hennepin | Minneapolis | 55401 | 1.11 | 1.15
185841 | 270NG-10001 | PARCEL 3A MINNEAPOLIS | 270NG | MINNESOTA NATIONAL GUARD | ARGUARD | PARCEL 3A MINNEAPOLIS-ST PAUL IAP | United States | Minnesota | Hennepin | Minneapolis | 55403 | 1.11 | 1.15
184869 | 27864-10023 | USARC MINNEAPOLIS | 58236 | 88TH RRC - MINNESOTA | ARRES | USARC | United States | Minnesota | Hennepin | Minneapolis | 55404 | 1.11 | 1.15
6218 | 27B75 | MINNEAPOLIS NG ARMORY | 270NG | MINNESOTA NATIONAL GUARD | ARGUARD | 1025 BRDway ST NE | United States | Minnesota | Hennepin | Minneapolis | 55413 | 1.11 | 1.15
190752 | 823102 | 2515 UNIVERSITY AVENUE SE MINNEAPOLIS | 82387 | JOINT RECRUITING PROGRAM | USACE | 2515 University Avenue SE | United States | Minnesota | Hennepin | Minneapolis | 55414 | 1.11 | 1.15
184870 | 82387-11187 | 806-808 WASHINGTON MINNEAPOLIS | 82387 | JOINT RECRUITING PROGRAM | USACE | 806-808 WASHINGTON AVENUE | United States | Minnesota | Hennepin | Minneapolis | 55414 | 1.11 | 1.15
185893 | 27L00 | STORE FRONT RECRUITING OFC- MINNEAPOLIS | 270NG | MINNESOTA NATIONAL GUARD | ARGUARD |  | United States | Minnesota | Hennepin | Minneapolis | 55414 | 1.11 | 1.15
4069 | 27A47 | BLOOMINGTON NG ARMORY | 270NG | MINNESOTA NATIONAL GUARD | ARGUARD | 3300 W 98th ST | United States | Minnesota | Hennepin | Minneapolis | 55431 | 1.11 | 1.15
4155 | 27A53 | BROOKLYN PARK NG ARMORY | 270NG | MINNESOTA NATIONAL GUARD | ARGUARD | 5500 85th AVE N | United States | Minnesota | Hennepin | Minneapolis | 55443 | 1.11 | 1.15
849 | N68967-MN | NAVOPSPTCEN MINNEAPOLIS | N68967 | NAVSTA EVERETT WA | NAVACT | 6201 32nd Avenue South | United States | Minnesota | Hennepin | Minneapolis | 55450 | 1.11 | 1.15
2835 | QJKL0001 | MINN-ST PAUL SITE # 1 | QJKL | MINN-ST PAUL | AFRES | 760 MILITARY HWY | United States | Minnesota | Hennepin | Minneapolis | 55450 | 1.11 | 1.15
183319 | 82387-11211 | 8332 HIGHWAY 7 SAINT LOUIS PARK | 82387 | JOINT RECRUITING PROGRAM | USACE | 8332 HIGHWAY 7 SUITE 108 | United States | Minnesota | Hennepin | St. Louis Park | 55426 | 1.11 | 1.15
191672 | 824152 | 1400 COUNTY ROAD 101 PLYMOUTH | 82387 | JOINT RECRUITING PROGRAM | USACE | 1400 County Road 101 | United States | Minnesota | Hennepin |  | 55447 | 1.11 | 1.15
4219 | 27815 | CAMBRIDGE MEMORIAL USARC | 27864 | 88TH RRC - MINNESOTA | ARRES |  | United States | Minnesota | Isanti | Cambridge | 55008 | 1.11 | 1.15
9514 | 27818 | CAMBRIDGE NG AFRC | 270NG | MINNESOTA NATIONAL GUARD | ARGUARD |  | United States | Minnesota | Isanti | Cambridge | 55008 | 1.11 | 1.15
191410 | 823723 | 1870 2ND AVENUE SE CAMBRIDGE | 82387 | JOINT RECRUITING PROGRAM | USACE | 1870 2nd Avenue SE | United States | Minnesota | Isanti | Cambridge | 55008 | 1.11 | 1.15
5255 | 27B10 | GRAND RAPIDS NG ARMORY | 270NG | MINNESOTA NATIONAL GUARD | ARGUARD | 930 NE 1st AVE | United States | Minnesota | Itasca | Grand Rapids | 55744 | 1.11 | 1.15
185604 | 82387-10450 | 201 NW 4TH ST GRAND RAPIDS | 82387 | JOINT RECRUITING PROGRAM | USACE | 201 NW 4TH ST | United States | Minnesota | Itasca | Grand Rapids | 55744 | 1.11 | 1.15
186001 | 82387-10960 | 523 NW 1ST AVE GRAND RAPIDS | 82387 | JOINT RECRUITING PROGRAM | USACE | 523 NW 1ST AVE BANK PKG LOT | United States | Minnesota | Itasca | Grand Rapids | 55744 | 1.11 | 1.15
3053 | RHFB0001 | NASHWAUK SITE # 1 | JFSD | GRAND FORKS AFB | AFACT | 525 TUSKEGEE AIRMEN RHFB | United States | Minnesota | Itasca | Unknown | 55769 | 1.11 | 1.15
5580 | 27B30 | JACKSON NG ARMORY | 270NG | MINNESOTA NATIONAL GUARD | ARGUARD | 108 County RD 51 | United States | Minnesota | Jackson | Jackson | 56143 | 1.11 | 1.15
7926 | 27950 | WILLMAR MEMORIAL AFRC | 27864 | 88TH RRC - MINNESOTA | ARRES | 612 North Highway 71 | United States | Minnesota | Kandiyohi | Willmar | 56201 | 1.11 | 1.15
7927 | 27D60 | WILLMAR NGA AND OMS 4 | 270NG | MINNESOTA NATIONAL GUARD | ARGUARD | 2221 Carolina Bch | United States | Minnesota | Kandiyohi | Willmar | 56201 | 1.11 | 1.15
3644 | 27930 | (KOOCHICHING MEMORIAL) USARC | 27864 | 88TH RRC - MINNESOTA | ARRES |  | United States | Minnesota | Koochiching | International Falls | 56649 | 1.11 | 1.14
6021 | 27B55 | MADISON NG ARMORY | 270NG | MINNESOTA NATIONAL GUARD | ARGUARD | 504 3rd ST | United States | Minnesota | Lac qui Parle | Madison | 56256 | 1.11 | 1.14
190758 | 822624 | 35458 SHAKPAYS COVE ROAD KASOTA | 70132 | INDEPENDENT DUTY HOUSING PROGRAM | USACE | 35458 Shakpays Cove Road | United States | Minnesota | Le Sueur | Kasota | 55008 | 1.11 | 1.14
6093 | 27B65 | MARSHALL NG ARMORY | 270NG | MINNESOTA NATIONAL GUARD | ARGUARD | 500 Timmerman DR | United States | Minnesota | Lyon | Marshall | 56258 | 1.11 | 1.14
185554 | 710068 | 1113 EAST COLLEGE DRIVE MARSHALL | 82387 | JOINT RECRUITING PROGRAM | USACE | 1113 East College Drive | United States | Minnesota | Lyon | Marshall | 56258 | 1.11 | 1.14
4911 | 27A95 | FAIRMONT NG ARMORY | 270NG | MINNESOTA NATIONAL GUARD | ARGUARD | 700 Fairlakes AVE | United States | Minnesota | Martin | Fairmont | 56031 | 1.11 | 1.14
5520 | 27B25 | HUTCHINSON NG ARMORY | 270NG | MINNESOTA NATIONAL GUARD | ARGUARD | 1200 Adams ST SE | United States | Minnesota | McLeod | Hutchinson | 55350 | 1.11 | 1.14
184659 | 82387-12197 | MAIN ST NE HUTCHINSON | 82387 | JOINT RECRUITING PROGRAM | USACE | 114 MAIN STREET NE SUITE 103 | United States | Minnesota | McLeod | Hutchinson | 55350 | 1.11 | 1.14
5920 | 27B35 | LITCHFIELD NG ARMORY | 270NG | MINNESOTA NATIONAL GUARD | ARGUARD | 525 Gilman AVE N | United States | Minnesota | Meeker | Litchfield | 55355 | 1.11 | 1.14
4284 | 27B40 | CAMP RIPLEY | 27B40 | CAMP RIPLEY | ARGUARD | 15000 HWY 115 | United States | Minnesota | Morrison | Little Falls | 56345 | 1.11 | 1.14
170369 | 27B41 | CAMP RIPLEY ACUB | 27B40 | CAMP RIPLEY | ARGUARD |  | United States | Minnesota | Morrison | Little Falls | 56345 | 1.11 | 1.14
3898 | 27A35 | AUSTIN NG ARMORY | 270NG | MINNESOTA NATIONAL GUARD | ARGUARD | 800 21 ST NE | United States | Minnesota | Mower | Austin | 55912 | 1.11 | 1.14
191678 | 824304 | 154 ERIN COURT NICOLLET | 70132 | INDEPENDENT DUTY HOUSING PROGRAM | USACE | 154 Erin Court | United States | Minnesota | Nicollet | Nicollet | 56074 | 1.11 | 1.14
7402 | 27D10 | ST PETER NG ARMORY | 270NG | MINNESOTA NATIONAL GUARD | ARGUARD | 228-236 Turner BLVD | United States | Minnesota | Nicollet | St. Peter | 56082 | 1.11 | 1.14
191120 | 823720 | 1222 SO. 5TH STREET SAINT PETER | 70132 | INDEPENDENT DUTY HOUSING PROGRAM | USACE | 1222 So. 5th Street | United States | Minnesota | Nicollet | St. Peter | 56082 | 1.11 | 1.14
7972 | 27975 | WORTHINGTON MEMORIAL USARC | 27864 | 88TH RRC - MINNESOTA | ARRES | 1012 Milton Avenue | United States | Minnesota | Nobles | Worthington | 56187 | 1.11 | 1.14
7034 | 27C65 | ROCHESTER NGA AND OMS 2 | 270NG | MINNESOTA NATIONAL GUARD | ARGUARD | 1715 Marion RD SE | United States | Minnesota | Olmsted | Rochester | 55901 | 1.11 | 1.14
189384 | 821468 | 4518 BRADFORD LANE ROCHESTER | 70132 | INDEPENDENT DUTY HOUSING PROGRAM | USACE | 4518 Bradford Lane | United States | Minnesota | Olmsted | Rochester | 55901 | 1.11 | 1.14
191017 | 823478 | 2807 25TH STREET NW ROCHESTER | 70132 | INDEPENDENT DUTY HOUSING PROGRAM | USACE | 2807 25th Street NW | United States | Minnesota | Olmsted | Rochester | 55901 | 1.11 | 1.14
184555 | 82387-12959 | SIXTH ST NW ROCHESTER | 82387 | JOINT RECRUITING PROGRAM | USACE | 1117 SIXTH ST NW | United States | Minnesota | Olmsted | Rochester | 55901 | 1.11 | 1.14
3639 | 27860 | (ERVING L. PETERSON MEMORIAL) | 27864 | 88TH RRC - MINNESOTA | ARRES | 1813 Industrial Blvd | United States | Minnesota | Otter Tail | Fergus Falls | 56537 | 1.11 | 1.14
4935 | 27B05 | FERGUS FALLS NG ARMORY | 270NG | MINNESOTA NATIONAL GUARD | ARGUARD | 421 E Cecil AVE | United States | Minnesota | Otter Tail | Fergus Falls | 56537 | 1.11 | 1.14
7537 | 27D25 | THIEF RIVER FALLS NG ARMORY | 270NG | MINNESOTA NATIONAL GUARD | ARGUARD | 515 Greene ST | United States | Minnesota | Pennington | Thief River Falls | 56701 | 1.11 | 1.14
6799 | 27C40 | PINE CITY NG ARMORY | 270NG | MINNESOTA NATIONAL GUARD | ARGUARD | 1305 Main ST S | United States | Minnesota | Pine | Pine City | 55063 | 1.11 | 1.14
6804 | 27C45 | PIPESTONE NG ARMORY | 270NG | MINNESOTA NATIONAL GUARD | ARGUARD | 421 2nd AVE SW | United States | Minnesota | Pipestone | Pipestone | 56164 | 1.11 | 1.14
4596 | 27A65 | CROOKSTON NG ARMORY | 270NG | MINNESOTA NATIONAL GUARD | ARGUARD | 1801 Univ AVE | United States | Minnesota | Polk | Crookston | 56716 | 1.11 | 1.14
170389 | 27417 | MAPLEWOOD STORE FRONT LEASE | 270NG | MINNESOTA NATIONAL GUARD | ARGUARD |  | United States | Minnesota | Ramsey | Maplewood | 55109 | 1.11 | 1.15
182578 | 82387-13382 | WHITE BEAR AVE MAPLEWOOD | 82387 | JOINT RECRUITING PROGRAM | USACE | 2950 WHITE BEAR AVENUE MAPLEWOOD SQUARE | United States | Minnesota | Ramsey | Maplewood | 55109 | 1.11 | 1.15
188739 | 820130 | 3001 WHITE BEAR AVENUE NORTH MAPLEWOOD | 82387 | JOINT RECRUITING PROGRAM | USACE | 3001 White Bear Avenue North | United States | Minnesota | Ramsey | Maplewood | 55109 | 1.11 | 1.15
191014 | 823508 | 2486 BITTERSWEET LANE MAPLEWOOD | 70132 | INDEPENDENT DUTY HOUSING PROGRAM | USACE | 2486 Bittersweet Lane | United States | Minnesota | Ramsey | Maplewood | 55109 | 1.11 | 1.15
184872 | 27864-10022 | TCAAP NEW BRIGHTON | 27864 | 88TH RRC - MINNESOTA | ARRES | TCAAP | United States | Minnesota | Ramsey | New Brighton | 55112 | 1.11 | 1.15
184873 | 82387-11396 | BLDG 314, TCAAP NEW BRIGHTON | 82387 | JOINT RECRUITING PROGRAM | USACE | BLDG 314, TCAAP | United States | Minnesota | Ramsey | New Brighton | 55112 | 1.11 | 1.15
185054 | 82387-13225 | W COUNTY RD ROSEVILLE | 82387 | JOINT RECRUITING PROGRAM | USACE | 1655 W COUNTY RD B2 CROSSROADS MALL | United States | Minnesota | Ramsey | Roseville | 55113 | 1.11 | 1.15
191086 | 27L35 | ROSEVILLE CAREER CENTER | 270NG | MINNESOTA NATIONAL GUARD | ARGUARD |  | United States | Minnesota | Ramsey | Roseville | 55117 | 1.11 | 1.15
185555 | 18081-10356 | HARBOR PLACE OFFICE VILLAGE SHOREVIEW | 18081 | ARMY MISSION SUPPORT | USACE | HARBOR PLACE OFFICE VILLAGE 470 W. HIGHWAY 96, STE 260 | United States | Minnesota | Ramsey | Shoreview | 55126 | 1.11 | 1.15
185875 | 27864-10008 | 470 W. HIGHWAY 96 SHOREVIEW | 27864 | 88TH RRC - MINNESOTA | ARRES | 470 W. HIGHWAY 96 SUITE 100 | United States | Minnesota | Ramsey | Shoreview | 55126 | 1.11 | 1.15
7400 | 27C90 | ST PAUL NG ARMORY | 270NG | MINNESOTA NATIONAL GUARD | ARGUARD | 1346 S Robert ST | United States | Minnesota | Ramsey | St. Paul | 55101 | 1.11 | 1.15
182359 | 710872 | 85 EAST SEVENTH PLACE SAINT PAUL | 82387 | JOINT RECRUITING PROGRAM | USACE | 85 EAST SEVENTH PLACE Suite 285 | United States | Minnesota | Ramsey | St. Paul | 55101 | 1.11 | 1.15
188682 | 820208 | 1472 UNIVERSITY AVENUE SAINT PAUL | 82387 | JOINT RECRUITING PROGRAM | USACE | 1472 University Avenue | United States | Minnesota | Ramsey | St. Paul | 55104 | 1.11 | 1.15
4788 | 27D00 | E. ST PAUL ARMORY | 270NG | MINNESOTA NATIONAL GUARD | ARGUARD | 1530 E Maryland AVE | United States | Minnesota | Ramsey | St. Paul | 55106 | 1.11 | 1.15
5470 | 27C95 | HOLMAN FIELD AASF | 270NG | MINNESOTA NATIONAL GUARD | ARGUARD | 206 Airport RD | United States | Minnesota | Ramsey | St. Paul | 55107 | 1.11 | 1.15
6217 | 27B77 | MINNEAPOLIS ANG BASE ARMORY | 270NG | MINNESOTA NATIONAL GUARD | ARGUARD | Bldg 640 Hercules AVE | United States | Minnesota | Ramsey | St. Paul | 55111 | 1.11 | 1.15
3831 | 27670 | ARDEN HILLS ARMY TRAINING SITE | 270NG | MINNESOTA NATIONAL GUARD | ARGUARD | 3900 Bethel DR | United States | Minnesota | Ramsey | St. Paul | 55112 | 1.11 | 1.15
7647 | 27650 | TWIN CITIES AAP | 27650 | TWIN CITIES ARMY AMMUNITION PLANT | ARACT | 4700 Highway 10 Suite A | United States | Minnesota | Ramsey | St. Paul | 55112 | 1.11 | 1.15
7071 | 27C70 | ROSEVILLE NG ARMORY | 270NG | MINNESOTA NATIONAL GUARD | ARGUARD | 211 N Mccarrons Lk | United States | Minnesota | Ramsey | St. Paul | 55113 | 1.11 | 1.15
3832 | 27899 | ARDEN HILLS USARC | 27864 | 88TH RRC - MINNESOTA | ARRES | 4655 North Lexington Avenue | United States | Minnesota | Ramsey | St. Paul | 55126 | 1.11 | 1.15
3715 | 27C92 | ADJUTANT GENERAL'S OFFICES | 270NG | MINNESOTA NATIONAL GUARD | ARGUARD | 20 W 12th ST | United States | Minnesota | Ramsey | St. Paul | 55155 | 1.11 | 1.15
6966 | 27C60 | REDWOOD FALLS NG ARMORY | 270NG | MINNESOTA NATIONAL GUARD | ARGUARD | 530 HWY 101 N | United States | Minnesota | Redwood | Redwood Falls | 56283 | 1.11 | 1.14
6621 | 27C20 | OLIVIA MVSB | 270NG | MINNESOTA NATIONAL GUARD | ARGUARD | 1316 W Lincoln | United States | Minnesota | Renville | Olivia | 56277 | 1.11 | 1.14
6622 | 27C15 | OLIVIA NG ARMORY | 270NG | MINNESOTA NATIONAL GUARD | ARGUARD | 910 W Lincoln ST | United States | Minnesota | Renville | Olivia | 56277 | 1.11 | 1.14
3641 | 27855 | GEN BEEBE USARC/AMSA#111(G) | 27864 | 88TH RRC - MINNESOTA | ARRES |  | United States | Minnesota | Rice | Faribault | 55021 | 1.11 | 1.14
4920 | 27B00 | FARIBAULT NG ARMORY | 270NG | MINNESOTA NATIONAL GUARD | ARGUARD | 2831 Park AVE | United States | Minnesota | Rice | Faribault | 55021 | 1.11 | 1.14
170010 | 27146 | FARIBAULT ARMED FORCES RESERVE CENTER (AFRC) | 270NG | MINNESOTA NATIONAL GUARD | ARGUARD |  | United States | Minnesota | Rice | Faribault | 55021 | 1.11 | 1.14
6572 | 27C10 | NORTHFIELD NG ARMORY | 270NG | MINNESOTA NATIONAL GUARD | ARGUARD | 519 Division ST | United States | Minnesota | Rice | Northfield | 55057 | 1.11 | 1.14
185914 | 27L30 | NORTHFIELD MVSC | 270NG | MINNESOTA NATIONAL GUARD | ARGUARD |  | United States | Minnesota | Rice | Northfield | 55057 | 1.11 | 1.14
5990 | 27B50 | LUVERNE NG ARMORY | 270NG | MINNESOTA NATIONAL GUARD | ARGUARD | 309 S Freeman AVE | United States | Minnesota | Rock | Luverne | 56156 | 1.11 | 1.14
183592 | 27864-10004 | 301 LEXINGTON AVE NEW PRAGUE | 27864 | 88TH RRC - MINNESOTA | ARRES | 301 LEXINGTON AVE | United States | Minnesota | Scott | New Prague | 56071 | 1.11 | 1.14
186873 | 800734 | PONDVIEW TRAIL PRIOR LAKE | 70132 | INDEPENDENT DUTY HOUSING PROGRAM | USACE | Pondview Trail | United States | Minnesota | Scott | Prior Lake | 55372 | 1.11 | 1.14
189458 | 821577 | 16566 BLIND LAKE TRAIL SE PRIOR LAKE | 70132 | INDEPENDENT DUTY HOUSING PROGRAM | USACE | 16566 Blind Lake Trail SE | United States | Minnesota | Scott | Prior Lake | 55372 | 1.11 | 1.14
191756 | 824351 | 6233 134TH LANE SAVAGE | 70132 | INDEPENDENT DUTY HOUSING PROGRAM | USACE | 6233 134th Lane | United States | Minnesota | Scott | Savage | 55378 | 1.11 | 1.14
170405 | 27672 | SHAKOPEE STORE FRONT RECRUITING | 270NG | MINNESOTA NATIONAL GUARD | ARGUARD |  | United States | Minnesota | Scott | Shakopee | 55379 | 1.11 | 1.14
191332 | 823848 | 304 HICKORY LANE SHAKOPEE | 70132 | INDEPENDENT DUTY HOUSING PROGRAM | USACE | 304 Hickory Lane | United States | Minnesota | Scott | Shakopee | 55379 | 1.11 | 1.14
171070 | 27A89 | ELK RIVER STORE FRONT RECRUITING OFFICE | 270NG | MINNESOTA NATIONAL GUARD | ARGUARD |  | United States | Minnesota | Sherburne | Elk River | 55330 | 1.11 | 1.14
189947 | 822105 | 13909 227TH AVENUE NW ELK RIVER | 70132 | INDEPENDENT DUTY HOUSING PROGRAM | USACE | 13909 227th Avenue NW | United States | Minnesota | Sherburne | Elk River | 55330 | 1.11 | 1.14
7385 | 27C74 | ST CLOUD AASF | 270NG | MINNESOTA NATIONAL GUARD | ARGUARD | 1710 8th ST N | United States | Minnesota | Sherburne | St. Cloud | 56304 | 1.11 | 1.14
5427 | 27965 | HENRY H. SIBLEY MEMORIL USARC | 27864 | 88TH RRC - MINNESOTA | ARRES | 600 N Brown Avenue | United States | Minnesota | Sibley | Winthrop | 55396 | 1.11 | 1.14
4432 | 27A55 | CHISHOLM NG ARMORY | 270NG | MINNESOTA NATIONAL GUARD | ARGUARD | 900 W Lake ST | United States | Minnesota | St. Louis | Chisholm | 55719 | 1.11 | 1.14
4772 | 27845 | DULUTH USARC | 27864 | 88TH RRC - MINNESOTA | ARRES | 1500 St Louis Avenue | United States | Minnesota | St. Louis | Duluth | 55801 | 1.1 | 1.13
184826 | 82387-13315 | W SUPERIOR ST DULUTH | 82387 | JOINT RECRUITING PROGRAM | USACE | 408 W SUPERIOR ST | United States | Minnesota | St. Louis | Duluth | 55802 | 1.1 | 1.13
186531 | 702551 | 200 W 1ST ST DULUTH | 82387 | JOINT RECRUITING PROGRAM | USACE | 200 W 1ST ST | United States | Minnesota | St. Louis | Duluth | 55802 | 1.1 | 1.13
190874 | 823288 | 5120 AVONDALE STREET DULUTH | 70132 | INDEPENDENT DUTY HOUSING PROGRAM | USACE | 5120 Avondale Street | United States | Minnesota | St. Louis | Duluth | 55804 | 1.1 | 1.13
184823 | 710041 | CLOQUET VALLEY DULUTH | 27864 | 88TH RRC - MINNESOTA | ARRES | CLOQUET VALLEY | United States | Minnesota | St. Louis | Duluth | 55805 | 1.1 | 1.13
184827 | 27864-10021 | ST LOUIS CO DULUTH | 58236 | 88TH RRC - MINNESOTA | ARRES | ST LOUIS CO | United States | Minnesota | St. Louis | Duluth | 55805 | 1.1 | 1.13
1668 | FMKM0001 | DULUTH INTERNATIONAL AIRPORT SITE # 1 | FMKM | DULUTH INTERNATIONAL AIRPORT | AFGUARD | 4680 VIPER ST | United States | Minnesota | St. Louis | Duluth | 55811 | 1.1 | 1.13
187765 | FMKM0002 | DULUTH INTERNATIONAL ARFF SITE #2 | FMKM | DULUTH INTERNATIONAL AIRPORT | AFGUARD |  | United States | Minnesota | St. Louis | Duluth | 55811 | 1.1 | 1.13
187766 | FMKM0003 | DULUTH INTERNATIONAL TACAN SITE #3 | FMKM | DULUTH INTERNATIONAL AIRPORT | AFGUARD |  | United States | Minnesota | St. Louis | Duluth | 55811 | 1.1 | 1.13
187767 | FMKM0004 | DULUTH INTERNATIONAL POL/DRMO SITE #4 | FMKM | DULUTH INTERNATIONAL AIRPORT | AFGUARD |  | United States | Minnesota | St. Louis | Duluth | 55811 | 1.1 | 1.13
187768 | FMKM0005 | DULUTH INTERNATIONAL BX SITE #5 | FMKM | DULUTH INTERNATIONAL AIRPORT | AFGUARD |  | United States | Minnesota | St. Louis | Duluth | 55811 | 1.1 | 1.13
191865 | 824190 | 2338 MOUNTAIN SHADOW DRIVE DULUTH | 82387 | JOINT RECRUITING PROGRAM | USACE | 2338 Mountain Shadow Drive | United States | Minnesota | St. Louis | Duluth | 55811 | 1.1 | 1.13
4771 | 27A85 | DULUTH NG ARMORY | 270NG | MINNESOTA NATIONAL GUARD | ARGUARD | 4015 Airpark BLVD | United States | Minnesota | St. Louis | Duluth | 55811 | 1.1 | 1.13
184824 | 82387-12309 | MOUNTAIN SHADOW DULUTH | 82387 | JOINT RECRUITING PROGRAM | USACE | 2218 MOUNTAIN SHADOW VILLAGE MALL | United States | Minnesota | St. Louis | Duluth | 55811 | 1.1 | 1.13
5437 | 27B20 | HIBBING NGA OMS 13 | 270NG | MINNESOTA NATIONAL GUARD | ARGUARD | 2310 Brooklyn DR | United States | Minnesota | St. Louis | Hibbing | 55746 | 1.11 | 1.14
6729 | 27925 | PAYNESVILLE USARC | 27864 | 88TH RRC - MINNESOTA | ARRES |  | United States | Minnesota | Stearns | Paynesville | 56362 | 1.11 | 1.14
190989 | 823482 | 1209 MOCKINGBIRD LOOP SARTELL | 70132 | INDEPENDENT DUTY HOUSING PROGRAM | USACE | 1209 Mockingbird Loop | United States | Minnesota | Stearns | Sartell | 56377 | 1.11 | 1.14
7181 | 27D15 | SAUK CENTRE NG ARMORY | 270NG | MINNESOTA NATIONAL GUARD | ARGUARD | 628 Sinclair Lewis | United States | Minnesota | Stearns | Sauk Centre | 56378 | 1.11 | 1.14
7386 | 27C75 | ST CLOUD NG ARMORY | 270NG | MINNESOTA NATIONAL GUARD | ARGUARD | 474 S 7th ST | United States | Minnesota | Stearns | St. Cloud | 56301 | 1.11 | 1.14
188516 | 820240 | 3633 SOUTHRIDGE COURT SAINT CLOUD | 70132 | INDEPENDENT DUTY HOUSING PROGRAM | USACE | 3633 Southridge Court | United States | Minnesota | Stearns | St. Cloud | 56301 | 1.11 | 1.14
190494 | 821915 | 1909 13TH AVENUE SOUTH ST. CLOUD | 70132 | INDEPENDENT DUTY HOUSING PROGRAM | USACE | 1909 13th Avenue South | United States | Minnesota | Stearns | St. Cloud | 56301 | 1.11 | 1.14
191141 | 823747 | 1733 HIGHLAND TRAIL ST. CLOUD | 70132 | INDEPENDENT DUTY HOUSING PROGRAM | USACE | 1733 Highland Trail | United States | Minnesota | Stearns | St. Cloud | 56301 | 1.11 | 1.14
185549 | 82387-13226 | W DIVISION SAINT CLOUD | 82387 | JOINT RECRUITING PROGRAM | USACE | 2719 WEST DIVISION | United States | Minnesota | Stearns | St. Cloud | 56302 | 1.11 | 1.14
6629 | 27927 | AMSA #101 | 27864 | 88TH RRC - MINNESOTA | ARRES | 212 20TH ST | United States | Minnesota | Stearns | St. Joseph | 56374 | 1.11 | 1.14
6671 | 27C30 | OWATONNA NG ARMORY | 270NG | MINNESOTA NATIONAL GUARD | ARGUARD | 2323 W Bridge | United States | Minnesota | Steele | Owatonna | 55060 | 1.11 | 1.14
183342 | 82387-12573 | OAK AVE S OWATONNA | 82387 | JOINT RECRUITING PROGRAM | USACE | 120 OAK AVE. SOUTH | United States | Minnesota | Steele | Owatonna | 55060 | 1.11 | 1.14
6276 | 27B90 | MORRIS NG ARMORY | 270NG | MINNESOTA NATIONAL GUARD | ARGUARD | 722 Iowa AVE | United States | Minnesota | Stevens | Morris | 56267 | 1.11 | 1.14
3825 | 27A25 | APPLETON NG ARMORY | 270NG | MINNESOTA NATIONAL GUARD | ARGUARD | 25 N Munsterman ST | United States | Minnesota | Swift | Appleton | 56208 | 1.11 | 1.14
3826 | 27A30 | APPLETON OMS #7 | 270NG | MINNESOTA NATIONAL GUARD | ARGUARD | 400 W Reuss AVE | United States | Minnesota | Swift | Appleton | 56208 | 1.11 | 1.14
5946 | 27B45 | LONG PRAIRIE NG ARMORY | 270NG | MINNESOTA NATIONAL GUARD | ARGUARD | 701 9th ST NE | United States | Minnesota | Todd | Long Prairie | 56347 | 1.11 | 1.14
3625 | 27940 | WABASHA MEMORIAL USARC | 27864 | 88TH RRC - MINNESOTA | ARRES | 100 Highway 60 | United States | Minnesota | Wabasha | Wabasha | 55981 | 1.11 | 1.14
7750 | 27D45 | WADENA NG ARMORY | 270NG | MINNESOTA NATIONAL GUARD | ARGUARD | 23 Bryant AVE SE | United States | Minnesota | Wadena | Wadena | 56482 | 1.11 | 1.14
4562 | 27A63 | COTTAGE GROVE NG ARMORY | 270NG | MINNESOTA NATIONAL GUARD | ARGUARD | 8180 Belden BLVD | United States | Minnesota | Washington | Cottage Grove | 55016 | 1.11 | 1.14
183915 | 710219 | 59 SOUTH LAKE STREET FOREST LAKE | 82387 | JOINT RECRUITING PROGRAM | USACE | 59 South Lake Street | United States | Minnesota | Washington | Forest Lake | 55025 | 1.11 | 1.14
189833 | 821872 | 2599 GRAFTON AVENUE NORTH OAKDALE | 70132 | INDEPENDENT DUTY HOUSING PROGRAM | USACE | 2599 Grafton Avenue North | United States | Minnesota | Washington | Oakdale | 55128 | 1.11 | 1.14
7434 | 27D20 | STILLWATER NG ARMORY | 270NG | MINNESOTA NATIONAL GUARD | ARGUARD | 107 Chestnut St E | United States | Minnesota | Washington | Stillwater | 55082 | 1.11 | 1.14
189315 | 27774 | STILLWATER NG ARMORY | 270NG | MINNESOTA NATIONAL GUARD | ARGUARD |  | United States | Minnesota | Washington | Unknown | 55082 | 1.11 | 1.14
184579 | 710709 | 803 BIELENBERG DRIVE, SUITE 103 WOODBURY | 82387 | JOINT RECRUITING PROGRAM | USACE | 803 Bielenberg Drive, Suite 103 | United States | Minnesota | Washington | Woodbury | 55125 | 1.11 | 1.14
191154 | 823632 | 2361 WOODCREST DRIVE WOODBURY | 70132 | INDEPENDENT DUTY HOUSING PROGRAM | USACE | 2599 Grafton Avenue North | United States | Minnesota | Washington | Woodbury | 55129 | 1.11 | 1.14
191665 | 824309 | 11027 EAGLE VIEW BLVD WOODBURY | 70132 | INDEPENDENT DUTY HOUSING PROGRAM | USACE | 11027 Eagle View Boulevard | United States | Minnesota | Washington | Woodbury | 55129 | 1.11 | 1.14
7388 | 27C80 | ST JAMES NG ARMORY AND MVSB | 270NG | MINNESOTA NATIONAL GUARD | ARGUARD | 301 N Woodbine | United States | Minnesota | Watonwan | St. James | 56081 | 1.11 | 1.14
7946 | 27D70 | WINONA NG ARMORY | 270NG | MINNESOTA NATIONAL GUARD | ARGUARD | 255 Lafountain ST | United States | Minnesota | Winona | Winona | 55987 | 1.11 | 1.14
182590 | 82387-11926 | GILMORE AVE WINONA | 82387 | JOINT RECRUITING PROGRAM | USACE | 1214 GILMORE AVE | United States | Minnesota | Winona | Winona | 55987 | 1.11 | 1.14
4179 | 27726 | MSG ARMIN C. LIEDER USARC | 27864 | 88TH RRC - MINNESOTA | ARRES | 1101 3rd Street South | United States | Minnesota | Wright | Buffalo | 55313 | 1.11 | 1.14
182613 | 82387-11037 | 606 CROSSROADS CAMPUS DRIVE BUFFALO | 82387 | JOINT RECRUITING PROGRAM | USACE | 606 CROSSROADS CAMPUS DRIVE SUITE 104 | United States | Minnesota | Wright | Buffalo | 55313 | 1.11 | 1.14
191349 | 823834 | 535 ISABELLA COURT CLEARWATER | 70132 | INDEPENDENT DUTY HOUSING PROGRAM | USACE | 535 Isabella Court | United States | Minnesota | Wright | Clearwater | 55320 | 1.11 | 1.14
6259 | 27B82 | MONTICELLO NG ARMORY | 270NG | MINNESOTA NATIONAL GUARD | ARGUARD | 505 Wallnut ST, Suite 2 | United States | Minnesota | Wright | Monticello | 55362 | 1.11 | 1.14
183321 | 82387-11473 | CEDAR ST MONTICELLO | 82387 | JOINT RECRUITING PROGRAM | USACE | 4109 CEDAR STREET | United States | Minnesota | Wright | Monticello | 55362 | 1.11 | 1.14
6359 | 28D50 | NATCHEZ | 280NG | MISSISSIPPI NATIONAL GUARD | ARGUARD | 349 Liberty RD | United States | Mississippi | Adams | Natchez | 39120 | 0.83 | 0.8
187901 | 810074 | 352 JOHN R JUNKIN DRIVE NATCHEZ | 82387 | JOINT RECRUITING PROGRAM | USACE | 352 John R Junkin Drive | United States | Mississippi | Adams | Natchez | 39120 | 0.83 | 0.8
4549 | 28B20 | CORINTH | 280NG | MISSISSIPPI NATIONAL GUARD | ARGUARD | 2403 W Hills BLVD | United States | Mississippi | Alcorn | Corinth | 38834 | 0.83 | 0.8
188249 | 820238 | 1723 VIRGINIA LANE CORINTH | 82387 | JOINT RECRUITING PROGRAM | USACE | 1723 Virginia Lane | United States | Mississippi | Alcorn | Corinth | 38834 | 0.83 | 0.8
5222 | 28B63 | GLOSTER | 280NG | MISSISSIPPI NATIONAL GUARD | ARGUARD | 329 N Captain Gloster DR | United States | Mississippi | Amite | Gloster | 39638 | 0.83 | 0.8
9478 | 28603 | KOSCIUSKO | 280NG | MISSISSIPPI NATIONAL GUARD | ARGUARD |  | United States | Mississippi | Attala | Kosciusko | 39090 | 0.83 | 0.8
4457 | 28A95 | CLEVELAND | 280NG | MISSISSIPPI NATIONAL GUARD | ARGUARD | 1004 Charles Capp RD | United States | Mississippi | Bolivar | Cleveland | 38732 | 0.83 | 0.8
4165 | 28A65 | BRUCE | 280NG | MISSISSIPPI NATIONAL GUARD | ARGUARD | 348 S Pontotoc RD. | United States | Mississippi | Calhoun | Bruce | 38915 | 0.83 | 0.8
4212 | 28A70 | CALHOUN CITY | 280NG | MISSISSIPPI NATIONAL GUARD | ARGUARD | 459 W Russell AVE | United States | Mississippi | Calhoun | Calhoun City | 38916 | 0.83 | 0.8
5494 | 28C30 | HOUSTON | 280NG | MISSISSIPPI NATIONAL GUARD | ARGUARD | 623 Pearl ST | United States | Mississippi | Chickasaw | Houston | 38851 | 0.83 | 0.8
6616 | 28D75 | OKOLONA | 280NG | MISSISSIPPI NATIONAL GUARD | ARGUARD | 214 W Monroe ST | United States | Mississippi | Chickasaw | Okolona | 38860 | 0.83 | 0.8
3711 | 28A10 | ACKERMAN | 280NG | MISSISSIPPI NATIONAL GUARD | ARGUARD | 126 HWY 12 E | United States | Mississippi | Choctaw | Ackerman | 39735 | 0.83 | 0.8
6918 | 28E30 | QUITMAN | 280NG | MISSISSIPPI NATIONAL GUARD | ARGUARD | 6242 S Archusa AVE | United States | Mississippi | Clarke | Quitman | 39350 | 0.83 | 0.8
7857 | 28F10 | WEST POINT | 280NG | MISSISSIPPI NATIONAL GUARD | ARGUARD | 2406 King William AVE | United States | Mississippi | Clay | West Point | 39773 | 0.83 | 0.8
7860 | 28F15 | West Point FMS #8 | 280NG | MISSISSIPPI NATIONAL GUARD | ARGUARD | 1030 East Halfmile Street | United States | Mississippi | Clay | West Point | 39773 | 0.83 | 0.8
4444 | 28A90 | CLARKSDALE | 280NG | MISSISSIPPI NATIONAL GUARD | ARGUARD | 924 Ritchie AVE | United States | Mississippi | Coahoma | Clarksdale | 38614 | 0.83 | 0.8
4445 | 28742 | CLARKSDALE USARC | 01530 | 81ST RRC - ALABAMA | ARRES | 30 Airport Road | United States | Mississippi | Coahoma | Lyon | 38645 | 0.83 | 0.8
4601 | 28B25 | CRYSTAL SPRINGS | 280NG | MISSISSIPPI NATIONAL GUARD | ARGUARD | 609 N Jackson ST | United States | Mississippi | Copiah | Crystal Springs | 39059 | 0.83 | 0.8
5431 | 28C20 | HERNANDO | 280NG | MISSISSIPPI NATIONAL GUARD | ARGUARD | 3003 McCracken RD | United States | Mississippi | DeSoto | Hernando | 38632 | 0.83 | 0.8
190574 | 28263 | OLIVE BRANCH RECRUITING STATION | 280NG | MISSISSIPPI NATIONAL GUARD | ARGUARD |  | United States | Mississippi | DeSoto | Olive Branch | 38654 | 0.83 | 0.8
7326 | 28E57 | SOUTHAVEN WM | 280NG | MISSISSIPPI NATIONAL GUARD | ARGUARD | Morganton RD | United States | Mississippi | DeSoto | Southaven | 38671 | 0.83 | 0.8
170744 | 28407 | SOUTHAVEN READINESS CENTER | 280NG | MISSISSIPPI NATIONAL GUARD | ARGUARD |  | United States | Mississippi | DeSoto | Southaven | 38671 | 0.83 | 0.8
185066 | 82387-11933 | GOODMAN RD SOUTHHAVEN | 82387 | JOINT RECRUITING PROGRAM | USACE | 1032 GOODMAN ROAD | United States | Mississippi | DeSoto | Southaven | 38671 | 0.83 | 0.8
185067 | 82387-10209 | 1306 GOODMAN RD SOUTHAVEN | 82387 | JOINT RECRUITING PROGRAM | USACE | 1306 GOODMAN RD SUITE B | United States | Mississippi | DeSoto | Southaven | 38671 | 0.83 | 0.8
191088 | 28600 | SOUTHAVEN STOREFRONT | 280NG | MISSISSIPPI NATIONAL GUARD | ARGUARD |  | United States | Mississippi | DeSoto | Southaven | 38671 | 0.83 | 0.8
191396 | 824006 | 1066 E. GOODMAN RD SOUTHAVEN | 82387 | JOINT RECRUITING PROGRAM | USACE | 1066 E. Goodman Road | United States | Mississippi | DeSoto | Southaven | 38672 | 0.83 | 0.8
170429 | CYPR0002 | CAMP SHELBY ASSUALT RUNWAYSITE #2 | JTVE | GPT BIL REG APT ANG | AFGUARD |  | United States | Mississippi | Forrest | Camp Shelby | 39401 | 0.83 | 0.8
5382 | 28C05 | HATTIESBURG | 280NG | MISSISSIPPI NATIONAL GUARD | ARGUARD | 6450 HWY 49 S | United States | Mississippi | Forrest | Hattiesburg | 39401 | 0.83 | 0.8
5383 | 28780 | HATTIESBURG USARC | 01530 | 81ST RRC - ALABAMA | ARRES | 36 Academy Road | United States | Mississippi | Forrest | Hattiesburg | 39401 | 0.83 | 0.8
6317 | 28941 | MTA CAMP SHELBY | 28941 | CAMP SHELBY | ARGUARD | Bldg 1001, Lee AVE | United States | Mississippi | Forrest | Hattiesburg | 39401 | 0.83 | 0.8
189136 | 82387-11114 | 701 MAIN STREET HATTIESBURG | 82387 | JOINT RECRUITING PROGRAM | USACE | 701 Main Street | United States | Mississippi | Forrest | Hattiesburg | 39401 | 0.83 | 0.8
189299 | 821278 | 90 WANDERING OAKS HATTIESBURG | 11533 | US ARMY ENGINEER DISTRICT, MOBILE | USACE | 90 WANDERING OAKS | United States | Mississippi | Forrest | Hattiesburg | 39401 | 0.83 | 0.8
189406 | 821456 | 979 JB HORNE HATTIESBURG | 11533 | US ARMY ENGINEER DISTRICT, MOBILE | USACE | 979 JB Horne | United States | Mississippi | Forrest | Hattiesburg | 39401 | 0.83 | 0.8
191731 | 28E59 | SOUTH GATE ARMORY | 280NG | MISSISSIPPI NATIONAL GUARD | ARGUARD | 471 Southgate Road | United States | Mississippi | Forrest | Hattiesburg | 39401 | 0.83 | 0.8
186649 | 700562 | LUCKY LEAF HATTIESBURG | 11533 | US ARMY ENGINEER DISTRICT, MOBILE | USACE | Lucky Leaf Drive | United States | Mississippi | Forrest | Hattiesburg | 39402 | 0.83 | 0.8
187992 | 28465 | HATTIESBURG RECRUITING STATION | 280NG | MISSISSIPPI NATIONAL GUARD | ARGUARD |  | United States | Mississippi | Forrest | Hattiesburg | 39402 | 0.83 | 0.8
188203 | 820163 | 10 RIDGESIDE HATTIESBURG | 70132 | INDEPENDENT DUTY HOUSING PROGRAM | USACE | 10 Ridgeside | United States | Mississippi | Forrest | Hattiesburg | 39402 | 0.83 | 0.8
188224 | 820246 | 12 BRIDGEFIELD HATTIESBURG | 70132 | INDEPENDENT DUTY HOUSING PROGRAM | USACE | 12 Bridgefield Court | United States | Mississippi | Forrest | Hattiesburg | 39402 | 0.83 | 0.8
188225 | 820097 | 12 SUMMER OAKS DRIVE HATTIESBURG | 70132 | INDEPENDENT DUTY HOUSING PROGRAM | USACE | 12 Summer Oaks Drive | United States | Mississippi | Forrest | Hattiesburg | 39402 | 0.83 | 0.8
188242 | 820161 | 16 DENSTONE HATTIESBURG | 70132 | INDEPENDENT DUTY HOUSING PROGRAM | USACE | 16 Denstone Road | United States | Mississippi | Forrest | Hattiesburg | 39402 | 0.83 | 0.8
188273 | 820111 | 22 HICKORY HOLLOW HATTIESBURG | 70132 | INDEPENDENT DUTY HOUSING PROGRAM | USACE | 22 Hickory Hollow Drive | United States | Mississippi | Forrest | Hattiesburg | 39402 | 0.83 | 0.8
188280 | 820253 | 24 CROSS CREEK PARKWAY HATTIESBURG | 82387 | JOINT RECRUITING PROGRAM | USACE | 24 Cross Creek Parkway | United States | Mississippi | Forrest | Hattiesburg | 39402 | 0.83 | 0.8
188306 | 820136 | 32 LE GRANDE HATTIESBURG | 70132 | INDEPENDENT DUTY HOUSING PROGRAM | USACE | 32 LE GRANDE | United States | Mississippi | Forrest | Hattiesburg | 39402 | 0.83 | 0.8
188308 | 820184 | 33 LEE LANE HATTIESBURG | 70132 | INDEPENDENT DUTY HOUSING PROGRAM | USACE | 33 Lee Lane | United States | Mississippi | Forrest | Hattiesburg | 39402 | 0.83 | 0.8
188341 | 820247 | 53 BRIDGEFIELD HATTIESBURG | 70132 | INDEPENDENT DUTY HOUSING PROGRAM | USACE | 53 Bridgefield | United States | Mississippi | Forrest | Hattiesburg | 39402 | 0.83 | 0.8
188346 | 820164 | 5542 W 4TH HATTIESBURG | 70132 | INDEPENDENT DUTY HOUSING PROGRAM | USACE | 5542 W 4th Street | United States | Mississippi | Forrest | Hattiesburg | 39402 | 0.83 | 0.8
188366 | 70132-10632 | 74 SANDY LANE HATTIESBURG | 70132 | INDEPENDENT DUTY HOUSING PROGRAM | USACE | 74 SANDY LANE | United States | Mississippi | Forrest | Hattiesburg | 39402 | 0.83 | 0.8
188497 | 820287 | 25 GLINDA LANE HATTIESBURG | 70132 | INDEPENDENT DUTY HOUSING PROGRAM | USACE | 25 Glenda Lane | United States | Mississippi | Forrest | Hattiesburg | 39402 | 0.83 | 0.8
188637 | 820297 | 1117 GRANTHAM HATTIESBURG | 70132 | INDEPENDENT DUTY HOUSING PROGRAM | USACE | 1117 GRANTHAM ROAD | United States | Mississippi | Forrest | Hattiesburg | 39402 | 0.83 | 0.8
188727 | 820749 | 252 RALPH RAWLS ROAD HATTIESBURG | 37225 | FORT BRAGG | ARGUARD | 252 Ralph Rawls Road | United States | Mississippi | Forrest | Hattiesburg | 39402 | 0.83 | 0.8
188883 | 820746 | 8 SERENE HILLS HATTIESBURG | 37225 | FORT BRAGG | ARACT | 8 Serene Hill Drive | United States | Mississippi | Forrest | Hattiesburg | 39402 | 0.83 | 0.8
189007 | 821067 | 104 ELAINE CIRCLE HATTIESBURG | 11533 | US ARMY ENGINEER DISTRICT, MOBILE | USACE | 104 Elaine Circle | United States | Mississippi | Forrest | Hattiesburg | 39402 | 0.83 | 0.8
189019 | 821065 | 118 SOMERSET HATTIESBURG | 11533 | US ARMY ENGINEER DISTRICT, MOBILE | USACE | 118 Somerset Drive | United States | Mississippi | Forrest | Hattiesburg | 39402 | 0.83 | 0.8
189020 | 821204 | 12 NICHOLAS DRIVE HATTIESBURG | 11533 | US ARMY ENGINEER DISTRICT, MOBILE | USACE | 12 NICHOLAS DRIVE | United States | Mississippi | Forrest | Hattiesburg | 39402 | 0.83 | 0.8
189024 | 821049 | 124 BEECHWOOD DRIVE HATTIESBURG | 11533 | US ARMY ENGINEER DISTRICT, MOBILE | USACE | 124 Beechwood Drive | United States | Mississippi | Forrest | Hattiesburg | 39402 | 0.83 | 0.8
189032 | 821060 | 15 STRATFORD COURT HATTIESBURG | 11533 | US ARMY ENGINEER DISTRICT, MOBILE | USACE | 15 Stratford Court | United States | Mississippi | Forrest | Hattiesburg | 39402 | 0.83 | 0.8
189057 | 821189 | 23 CHANSE HATTIESBURG | 11533 | US ARMY ENGINEER DISTRICT, MOBILE | USACE | 23 Chanse Avenue | United States | Mississippi | Forrest | Hattiesburg | 39402 | 0.83 | 0.8
189069 | 821193 | 27 CINNAMON FERN HATTIESBURG | 11533 | US ARMY ENGINEER DISTRICT, MOBILE | USACE | 27 Cinnamon Fern Circle | United States | Mississippi | Forrest | Hattiesburg | 39402 | 0.83 | 0.8
189074 | 821111 | 28 TRILLIUM HATTIESBURG | 11533 | US ARMY ENGINEER DISTRICT, MOBILE | USACE | 28 Trillium | United States | Mississippi | Forrest | Hattiesburg | 39402 | 0.83 | 0.8
189086 | 821156 | 313 GREEN HILLS HATTIESBURG | 11533 | US ARMY ENGINEER DISTRICT, MOBILE | USACE | 313 Green Hills Drive | United States | Mississippi | Forrest | Hattiesburg | 39402 | 0.83 | 0.8
189090 | 821175 | 33 ROBERT E. LEE HATTIESBURG | 11533 | US ARMY ENGINEER DISTRICT, MOBILE | USACE | 33 Robert E Lee Rd | United States | Mississippi | Forrest | Hattiesburg | 39402 | 0.83 | 0.8
189092 | 821186 | 35 BRIDGEFIELD HATTIESBURG | 11533 | US ARMY ENGINEER DISTRICT, MOBILE | USACE | 35 Bridgefield Ct | United States | Mississippi | Forrest | Hattiesburg | 39402 | 0.83 | 0.8
189110 | 821094 | 48 CORNER OAKS DRIVE HATTIESBURG | 11533 | US ARMY ENGINEER DISTRICT, MOBILE | USACE | 48 Corner Oaks Drive | United States | Mississippi | Forrest | Hattiesburg | 39402 | 0.83 | 0.8
189113 | 821054 | 502 COX AVENUE HATTIESBURG | 11533 | US ARMY ENGINEER DISTRICT, MOBILE | USACE | 502 Cox Avenue | United States | Mississippi | Forrest | Hattiesburg | 39402 | 0.83 | 0.8
189170 | 821319 | 10 MONTROSE HATTIESBURG | 11533 | US ARMY ENGINEER DISTRICT, MOBILE | USACE | 10 Montrose Ct | United States | Mississippi | Forrest | Hattiesburg | 39402 | 0.83 | 0.8
189171 | 821320 | 102 DEER RUN HATTIESBURG | 11533 | US ARMY ENGINEER DISTRICT, MOBILE | USACE | 102 Deer Run Road | United States | Mississippi | Forrest | Hattiesburg | 39402 | 0.83 | 0.8
189184 | 821303 | 13 HIGH MEADOWS HATTIESBURG | 11533 | US ARMY ENGINEER DISTRICT, MOBILE | USACE | 13 High Meadows Circle | United States | Mississippi | Forrest | Hattiesburg | 39402 | 0.83 | 0.8
189199 | 821131 | 18 MONTROSE HATTIESBURG | 11533 | US ARMY ENGINEER DISTRICT, MOBILE | USACE | 18 MONTROSE COURT | United States | Mississippi | Forrest | Hattiesburg | 39402 | 0.83 | 0.8
189200 | 821311 | 19 TRILLIUM HATTIESBURG | 11533 | US ARMY ENGINEER DISTRICT, MOBILE | USACE | 19 Trillium | United States | Mississippi | Forrest | Hattiesburg | 39402 | 0.83 | 0.8
189225 | 821133 | 4 STRATFORD HATTIESBURG | 11533 | US ARMY ENGINEER DISTRICT, MOBILE | USACE | 4 Stratford Road | United States | Mississippi | Forrest | Hattiesburg | 39402 | 0.83 | 0.8
189244 | 821306 | 602 WOODBINE HATTIESBURG | 11533 | US ARMY ENGINEER DISTRICT, MOBILE | USACE | 602 Woodbine Lane | United States | Mississippi | Forrest | Hattiesburg | 39402 | 0.83 | 0.8
189297 | 821289 | 8 STRATFORD HATTIESBURG | 11533 | US ARMY ENGINEER DISTRICT, MOBILE | USACE | 8 Stratford Road | United States | Mississippi | Forrest | Hattiesburg | 39402 | 0.83 | 0.8
189326 | 821452 | 101 MORRELL CIRCLE HATTIESBURG | 11533 | US ARMY ENGINEER DISTRICT, MOBILE | USACE | 101 Morrell Circle | United States | Mississippi | Forrest | Hattiesburg | 39402 | 0.83 | 0.8
189333 | 821453 | 115 LONGWOOD PLACE HATTIESBURG | 11533 | US ARMY ENGINEER DISTRICT, MOBILE | USACE | 115 Longwood Place | United States | Mississippi | Forrest | Hattiesburg | 39402 | 0.83 | 0.8
189347 | 821451 | 148 STEEP HOLLOW HATTIESBURG | 11533 | US ARMY ENGINEER DISTRICT, MOBILE | USACE | 148 Steep Hollow | United States | Mississippi | Forrest | Hattiesburg | 39402 | 0.83 | 0.8
189348 | 821454 | 159 LONGWOOD PLACE HATTIESBURG | 11533 | US ARMY ENGINEER DISTRICT, MOBILE | USACE | 159 Longwood Drive | United States | Mississippi | Forrest | Hattiesburg | 39402 | 0.83 | 0.8
189383 | 821447 | 44 RED OAK LANE HATTIESBURG | 11533 | US ARMY ENGINEER DISTRICT, MOBILE | USACE | 44 Red Oak Lane | United States | Mississippi | Forrest | Hattiesburg | 39402 | 0.83 | 0.8
189394 | 821465 | 7 MONTROSE HATTIESBURG | 11533 | US ARMY ENGINEER DISTRICT, MOBILE | USACE | 7 Montrose Court | United States | Mississippi | Forrest | Hattiesburg | 39402 | 0.83 | 0.8
189486 | 821554 | 40 WOODSTONE HATTIESBURG | 11533 | US ARMY ENGINEER DISTRICT, MOBILE | USACE | 40 Woodstone Drive | United States | Mississippi | Forrest | Hattiesburg | 39402 | 0.83 | 0.8
189516 | 821480 | 85 JM BURGE HATTIESBURG | 11533 | US ARMY ENGINEER DISTRICT, MOBILE | USACE | 85 J M Burge Road | United States | Mississippi | Forrest | Hattiesburg | 39402 | 0.83 | 0.8
189570 | 821682 | 105 DEER RUN HATTIESBURG | 70132 | INDEPENDENT DUTY HOUSING PROGRAM | USACE | 105 Deer Run Road | United States | Mississippi | Forrest | Hattiesburg | 39402 | 0.83 | 0.8
189571 | 821700 | 106 GREENLEAF HATTIESBURG | 70132 | INDEPENDENT DUTY HOUSING PROGRAM | USACE | 106 Greenleaf Drive | United States | Mississippi | Forrest | Hattiesburg | 39402 | 0.83 | 0.8
189594 | 821726 | 21 VILLAGE DRIVE HATTIESBURG | 70132 | INDEPENDENT DUTY HOUSING PROGRAM | USACE | 21 Village Drive | United States | Mississippi | Forrest | Hattiesburg | 39402 | 0.83 | 0.8
189605 | 821685 | 31 NICOLAUS HATTIESBURG | 37225 | FORT BRAGG | USACE | 31 Nicolaus Drive | United States | Mississippi | Forrest | Hattiesburg | 39402 | 0.83 | 0.8
189608 | 821684 | 35 HICKORY HOLLOW HATTIESBURG | 37225 | FORT BRAGG | ARACT | 35 Hickory Hollow Drive | United States | Mississippi | Forrest | Hattiesburg | 39402 | 0.83 | 0.8
189613 | 821494 | 37 RED OAK LANE HATTIESBURG | 37225 | FORT BRAGG | USACE | 37 Red Oak Lane | United States | Mississippi | Forrest | Hattiesburg | 39402 | 0.83 | 0.8
189620 | 821679 | 4 SERENE HILLS HATTIESBURG | 37225 | FORT BRAGG | ARACT | 4 Serene Hills Drive | United States | Mississippi | Forrest | Hattiesburg | 39402 | 0.83 | 0.8
189641 | 821528 | 8 COTTAGE PARK HATTIESBURG | 37225 | FORT BRAGG | ARACT | 8 Cottage Park Road | United States | Mississippi | Forrest | Hattiesburg | 39402 | 0.83 | 0.8
189647 | 821686 | 91 ZACHERY HATTIESBURG | 37225 | FORT BRAGG | USACE | 91 Zachery Drive | United States | Mississippi | Forrest | Hattiesburg | 39402 | 0.83 | 0.8
189719 | 821890 | 10 STONE DRIVE HATTIESBURG | 70132 | INDEPENDENT DUTY HOUSING PROGRAM | USACE | 10 Stone Drive | United States | Mississippi | Forrest | Hattiesburg | 39402 | 0.83 | 0.8
189722 | 821891 | 11 MEADOW RIDGE HATTIESBURG | 70132 | INDEPENDENT DUTY HOUSING PROGRAM | USACE | 11 Meadow Ridge Lane | United States | Mississippi | Forrest | Hattiesburg | 39402 | 0.83 | 0.8
189725 | 821892 | 13 RIVIERA CIRCLE HATTIESBURG | 70132 | INDEPENDENT DUTY HOUSING PROGRAM | USACE | 13 Riviera Circle | United States | Mississippi | Forrest | Hattiesburg | 39402 | 0.83 | 0.8
189731 | 821902 | 17 SEMINOLE HATTIESBURG | 70132 | INDEPENDENT DUTY HOUSING PROGRAM | USACE | 17 Seminole | United States | Mississippi | Forrest | Hattiesburg | 39402 | 0.83 | 0.8
189743 | 821838 | 4 PINETRACE HATTIESBURG | 37225 | FORT BRAGG | USACE | 4 Pine Trace | United States | Mississippi | Forrest | Hattiesburg | 39402 | 0.83 | 0.8
189746 | 821889 | 5 HARTFORD HATTIESBURG | 37225 | FORT BRAGG | ARACT | 5 Hartford Court | United States | Mississippi | Forrest | Hattiesburg | 39402 | 0.83 | 0.8
189749 | 821896 | 61 BRIDLE BEND HATTIESBURG | 37225 | FORT BRAGG | ARACT | 61 S. Bridle Bend | United States | Mississippi | Forrest | Hattiesburg | 39402 | 0.83 | 0.8
189989 | 822150 | 8 PARK PLACE HATTIESBURG | 70132 | INDEPENDENT DUTY HOUSING PROGRAM | USACE | 8 Park Place | United States | Mississippi | Forrest | Hattiesburg | 39402 | 0.83 | 0.8
190024 | 822239 | 108 COTTON CREEK HATTIESBURG | 70132 | INDEPENDENT DUTY HOUSING PROGRAM | USACE | 108 Cotton Creek Drive | United States | Mississippi | Forrest | Hattiesburg | 39402 | 0.83 | 0.8
190025 | 822204 | 108 MELISSA LANE HATTIESBURG | 70132 | INDEPENDENT DUTY HOUSING PROGRAM | USACE | 108 Melissa Lane | United States | Mississippi | Forrest | Hattiesburg | 39402 | 0.83 | 0.8
190040 | 822267 | 15 BLOOMBURY COURT HATTIESBURG | 70132 | INDEPENDENT DUTY HOUSING PROGRAM | USACE | 15 Bloombury Court | United States | Mississippi | Forrest | Hattiesburg | 39402 | 0.83 | 0.8
190049 | 822242 | 18 DRIFTWOOD HATTIESBURG | 70132 | INDEPENDENT DUTY HOUSING PROGRAM | USACE | 18 Drift Wood | United States | Mississippi | Forrest | Hattiesburg | 39402 | 0.83 | 0.8
190948 | 822178 | 4 NORTH STONERIDGE HATTIESBURG | 37225 | FORT BRAGG | ARACT | 4 Stoneridge North | United States | Mississippi | Forrest | Hattiesburg | 39402 | 0.83 | 0.8
191004 | 823390 | 161 RED ROAN RD HATTIESBURG | 70132 | INDEPENDENT DUTY HOUSING PROGRAM | USACE | 161 Red Road Road | United States | Mississippi | Forrest | Hattiesburg | 39402 | 0.83 | 0.8
191510 | 824009 | 5064 HARDY STREET HATTIESBURG | 82387 | JOINT RECRUITING PROGRAM | USACE | 5064 Hardy Street | United States | Mississippi | Forrest | Hattiesburg | 39402 | 0.83 | 0.8
183583 | 710762 | 6030 U.S.HIGHWAY 98 HATTIESBURG | 82387 | JOINT RECRUITING PROGRAM | USACE | 6030 U.S.HIGHWAY 98 SUITE 1 | United States | Mississippi | Forrest | Hattiesburg | 39403 | 0.83 | 0.8
183584 | 01530-10019 | BLDGS 606,7,11,12,25 HATTIESBURG | 01530 | 81ST RRC - ALABAMA | ARRES | BLDGS 606,7,11,12,25 29,33,37 & 664 | United States | Mississippi | Forrest | Hattiesburg | 39407 | 0.83 | 0.8
185768 | 01530-10022 | CAMP SHELBY HATTIESBURG | 01530 | 81ST RRC - ALABAMA | ARRES | CAMP SHELBY | United States | Mississippi | Forrest | Hattiesburg | 39407 | 0.83 | 0.8
186816 | 801209 | LAKELAND CIRCLE PETAL | 11533 | US ARMY ENGINEER DISTRICT, MOBILE | USACE | Lakeland Circle | United States | Mississippi | Forrest | Petal | 39465 | 0.83 | 0.8
188238 | 820104 | 15 KORI TAYLOR PETAL | 70132 | INDEPENDENT DUTY HOUSING PROGRAM | USACE | 15 Kori Taylor Road | United States | Mississippi | Forrest | Petal | 39465 | 0.83 | 0.8
188276 | 820180 | 23 KORI TAYLOR PETAL | 70132 | INDEPENDENT DUTY HOUSING PROGRAM | USACE | 23 Kori Taylor Road | United States | Mississippi | Forrest | Petal | 39465 | 0.83 | 0.8
188608 | 820745 | #7 CORY | 70132 | INDEPENDENT DUTY HOUSING PROGRAM | USACE | 7 CORY DRIVE | United States | Mississippi | Forrest | Petal | 39465 | 0.83 | 0.8
189039 | 821192 | 17 LAKELAND PETAL | 11533 | US ARMY ENGINEER DISTRICT, MOBILE | USACE | 17 Lakeland Circle | United States | Mississippi | Forrest | Petal | 39465 | 0.83 | 0.8
189047 | 821200 | 19 CHANSE AVENUE PETAL | 11533 | US ARMY ENGINEER DISTRICT, MOBILE | USACE | 19 Chanse Avenue | United States | Mississippi | Forrest | Petal | 39465 | 0.83 | 0.8
189068 | 821198 | 27 BRADFORD LANE PETAL | 11533 | US ARMY ENGINEER DISTRICT, MOBILE | USACE | 27 Bradford Lane | United States | Mississippi | Forrest | Petal | 39465 | 0.83 | 0.8
189083 | 821196 | 31 ARCHEL STREET PETAL | 11533 | US ARMY ENGINEER DISTRICT, MOBILE | USACE | 31 Archel Street | United States | Mississippi | Forrest | Petal | 39465 | 0.83 | 0.8
189100 | 821108 | 41 LAKELAND CIRCLE PETAL | 11533 | US ARMY ENGINEER DISTRICT, MOBILE | USACE | 41 Lakeland Circle | United States | Mississippi | Forrest | Petal | 39465 | 0.83 | 0.8
189117 | 821201 | 55 MALLARD DRIVE PETAL | 11533 | US ARMY ENGINEER DISTRICT, MOBILE | USACE | 55 Mallard Drive | United States | Mississippi | Forrest | Petal | 39465 | 0.83 | 0.8
189123 | 821151 | 58 NORTHFORK PETAL | 11533 | US ARMY ENGINEER DISTRICT, MOBILE | USACE | 58 North Folk Drive | United States | Mississippi | Forrest | Petal | 39465 | 0.83 | 0.8
189126 | 821177 | 6 KORI TAYLOE PETAL | 11533 | US ARMY ENGINEER DISTRICT, MOBILE | USACE | 6 Kori Taylor Road | United States | Mississippi | Forrest | Petal | 39465 | 0.83 | 0.8
189393 | 821463 | 68 HIGH MEADOWS PETAL | 11533 | US ARMY ENGINEER DISTRICT, MOBILE | USACE | 68 High Meadows Circle | United States | Mississippi | Forrest | Petal | 39465 | 0.83 | 0.8
189455 | 821522 | 15 PECAN LAKES PETAL | 11533 | US ARMY ENGINEER DISTRICT, MOBILE | USACE | 15 Pecan Lakes Drive | United States | Mississippi | Forrest | Petal | 39465 | 0.83 | 0.8
189460 | 821526 | 189 SUNLINE DRIVE PETAL | 11533 | US ARMY ENGINEER DISTRICT, MOBILE | USACE | 189 Sunline Drive | United States | Mississippi | Forrest | Petal | 39465 | 0.83 | 0.8
189461 | 821521 | 19 LONGBOW ROAD PETAL | 11533 | US ARMY ENGINEER DISTRICT, MOBILE | USACE | 19 Longbow Road | United States | Mississippi | Forrest | Petal | 39465 | 0.83 | 0.8
189592 | 821701 | 20 PINNACLE PETAL | 70132 | INDEPENDENT DUTY HOUSING PROGRAM | USACE | 20 Pinnacle Point | United States | Mississippi | Forrest | Petal | 39465 | 0.83 | 0.8
189603 | 821698 | 3 KORI TAYLOR PETAL | 37225 | FORT BRAGG | USACE | 3 Kori Taylor Road | United States | Mississippi | Forrest | Petal | 39465 | 0.83 | 0.8
189628 | 821699 | 531 MACEDONIA PETAL | 37225 | FORT BRAGG | USACE | 531 Macedonia Road | United States | Mississippi | Forrest | Petal | 39465 | 0.83 | 0.8
189730 | 821898 | 17 CORY DRIVE PETAL | 70132 | INDEPENDENT DUTY HOUSING PROGRAM | USACE | 17 Cory Drive | United States | Mississippi | Forrest | Petal | 39465 | 0.83 | 0.8
189754 | 821867 | 70 NORTHFOLK PETAL | 37225 | FORT BRAGG | USACE | 70 North Folk Drive | United States | Mississippi | Forrest | Petal | 39465 | 0.83 | 0.8
189899 | 822015 | 29 FRANKLIN PETAL | 37225 | FORT BRAGG | USACE | 29 Franklin Avenue | United States | Mississippi | Forrest | Petal | 39465 | 0.83 | 0.8
189948 | 822166 | 14 WHITETAIL RIDGE PETAL | 70132 | INDEPENDENT DUTY HOUSING PROGRAM | USACE | 14 White Tail Ridge | United States | Mississippi | Forrest | Petal | 39465 | 0.83 | 0.8
190026 | 822201 | 11 MERCER PETAL | 70132 | INDEPENDENT DUTY HOUSING PROGRAM | USACE | 11 Mercer Drive | United States | Mississippi | Forrest | Petal | 39465 | 0.83 | 0.8
190578 | 822523 | 11 MALLARD DRIVE PETAL | 70132 | INDEPENDENT DUTY HOUSING PROGRAM | USACE | 11 Mallard Drive | United States | Mississippi | Forrest | Petal | 39465 | 0.83 | 0.8
190937 | 822179 | 20 CHANSE AVE PETAL | 70132 | INDEPENDENT DUTY HOUSING PROGRAM | USACE | 20 Chanse Avenue | United States | Mississippi | Forrest | Petal | 39465 | 0.83 | 0.8
190940 | 822173 | 26 HIGH MEADOWS PETAL | 70132 | INDEPENDENT DUTY HOUSING PROGRAM | USACE | 26 High Meadows Circle | United States | Mississippi | Forrest | Petal | 39465 | 0.83 | 0.8
5982 | 28C95 | LUCEDALE | 280NG | MISSISSIPPI NATIONAL GUARD | ARGUARD | 323 Cowart ST | United States | Mississippi | George | Lucedale | 39452 | 0.83 | 0.8
170029 | 28963 | CAMP MCCAIN SPUR | 280NG | MISSISSIPPI NATIONAL GUARD | ARGUARD |  | United States | Mississippi | Grenada | Elliott | 38926 | 0.83 | 0.8
3571 | 28A00 | CTA CAMP MCCAIN 3 | 28475 | CAMP MCCAIN | ARGUARD | Camp McCain Road | United States | Mississippi | Grenada | Grenada | 38901 | 0.83 | 0.8
4606 | 28475 | CTA CAMP MCCAIN | 28475 | CAMP MCCAIN | ARGUARD | 3152 James H. Biddy RD | United States | Mississippi | Grenada | Grenada | 38901 | 0.83 | 0.8
5295 | 28B80 | GRENADA | 280NG | MISSISSIPPI NATIONAL GUARD | ARGUARD | 1779 Jackson AVE | United States | Mississippi | Grenada | Grenada | 38901 | 0.83 | 0.8
431 | N62604-RR | RIVERINE RANGE | N62604 | CBC GULFPORT MS | NAVACT | 50000 UPPER GAINESVILLE RD | United States | Mississippi | Hancock | Bay St Louis | 39529 | 0.87 | 0.84
511 | N62604-MS | STENNIS SPACE CENTER | N62604 | CBC GULFPORT MS | NAVACT | 3101 HIGHWAY 607 | United States | Mississippi | Hancock | Bay St Louis | 39529 | 0.87 | 0.84
6223 | 28310 | MISSISSIPPI ARMY AMMUNITION PLANT | 01252 | FORT RUCKER | ARACT | 1 Stennis Space Ctr | United States | Mississippi | Hancock | Bay St Louis | 39529 | 0.87 | 0.84
190022 | N62604-SA | STENNIS AIRPORT | N62604 | CBC GULFPORT MS | NAVACT |  | United States | Mississippi | Hancock | Bay St Louis | 39529 | 0.87 | 0.84
9535 | 28011 | KILN READINESS CENTER | 280NG | MISSISSIPPI NATIONAL GUARD | ARGUARD |  | United States | Mississippi | Hancock | Kiln | 39556 | 0.87 | 0.84
2426 | MAYA0001 | KEESLER TRAINING ANNEX NO 1 SITE # 1 | MAHG | KEESLER AFB | AFACT | 508 L Street | United States | Mississippi | Harrison | Biloxi | 39531 | 0.87 | 0.84
703 | N62604-JA | WOOLMARKET (DE SOTO) | N62604 | CBC GULFPORT MS | NAVACT | 16410 Highway 67 | United States | Mississippi | Harrison | Biloxi | 39532 | 0.85 | 0.82
2425 | MAWU0001 | KEESLER SMALL ARMS RANGE ANNEX SITE # 1 | MAHG | KEESLER AFB | AFACT | 67 Old Highway 67 | United States | Mississippi | Harrison | Biloxi | 39532 | 0.87 | 0.84
626 | SDLH0001 | KEESLER AIRFORCE BASE SITE #2 | MAHG | KEESLER AFB | AFACT |  | United States | Mississippi | Harrison | Biloxi | 39534 | 0.87 | 0.84
704 | N62604-KF | KEESLER AFB | N62604 | CBC GULFPORT MS | NAVACT | 1 Larcher Boulevard | United States | Mississippi | Harrison | Biloxi | 39534 | 0.87 | 0.84
2422 | MAHG0001 | KEESLER AFB SITE # 1 | MAHG | KEESLER AFB | AFACT | 720 Chappie James Avenue | United States | Mississippi | Harrison | Biloxi | 39534 | 0.87 | 0.84
187802 | 28524 | D'IBERVILLE RECRUITING STATION | 280NG | MISSISSIPPI NATIONAL GUARD | ARGUARD |  | United States | Mississippi | Harrison | D'Iberville | 39540 | 0.87 | 0.84
190359 | 820789 | 3950 PROMENADE PARKWAY DIBERVILLE | 82387 | JOINT RECRUITING PROGRAM | USACE | 3950 Promenade Parkway | United States | Mississippi | Harrison | D'Iberville | 39540 | 0.87 | 0.84
166 | N62604 | CBC GULFPORT MS | N62604 | CBC GULFPORT MS | NAVACT | 4902 Marvin Shields Boulevard | United States | Mississippi | Harrison | Gulfport | 39501 | 0.87 | 0.84
4758 | 28766 | DOYLE OVERTON HICKEY AFRC | 01530 | 81ST RRC - ALABAMA | ARRES | 2720 33rd Avenue | United States | Mississippi | Harrison | Gulfport | 39501 | 0.87 | 0.84
9413 | 28159 | USAR CHP Warehouses | 01530 | 81ST RRC - ALABAMA | ARRES | 215/216 9th Street | United States | Mississippi | Harrison | Gulfport | 39501 | 0.87 | 0.84
705 | N62604-LA | MUNICIPAL AIRPORT | N62604 | CBC GULFPORT MS | NAVACT | 14035-L Airport Road | United States | Mississippi | Harrison | Gulfport | 39507 | 0.87 | 0.84
5311 | 28B90 | GULFPORT AVCRAD | 280NG | MISSISSIPPI NATIONAL GUARD | ARGUARD | Hanger 1 Hewes AVE | United States | Mississippi | Harrison | Gulfport | 39507 | 0.87 | 0.84
2325 | JTVE0001 | GPT BIL REG APT ANG SITE | JTVE | GPT BIL REG APT ANG | AFGUARD | 4715 Hewes Avenue | United States | Mississippi | Harrison | Gulfport | 39507 | 0.87 | 0.84
5310 | 28B92 | Gulfport Readiness Center & FMS #4 | 280NG | MISSISSIPPI NATIONAL GUARD | ARGUARD | 415 Hewes AVE | United States | Mississippi | Harrison | Gulfport | 39507 | 0.87 | 0.84
183582 | 82387-11564 | COURTHOUSE RD GULFPORT | 82387 | JOINT RECRUITING PROGRAM | USACE | 320 COURTHOUSE ROAD SUITES 1-4 | United States | Mississippi | Harrison | Gulfport | 39507 | 0.87 | 0.84
190189 | JTVE0002 | ADR SITE 70.08 ACRES | JTVE | GPT BIL REG APT ANG | AFGUARD |  | United States | Mississippi | Harrison | Gulfport | 39507 | 0.87 | 0.84
190193 | JTVE0003 | SMALL ARMS RANGE 8.40 ACRES | JTVE | GPT BIL REG APT ANG | AFGUARD |  | United States | Mississippi | Harrison | Gulfport | 39507 | 0.87 | 0.84
190194 | JTVE0004 | TANK FARM 5.1 ACRES | JTVE | GPT BIL REG APT ANG | AFGUARD |  | United States | Mississippi | Harrison | Gulfport | 39507 | 0.87 | 0.84
190195 | JTVE0005 | FUEL DOCK 0.32 ACRES | JTVE | GPT BIL REG APT ANG | AFGUARD |  | United States | Mississippi | Harrison | Gulfport | 39507 | 0.87 | 0.84
190196 | JTVE0006 | MUNITIONS STORAGE 0.940 ACRE | JTVE | GPT BIL REG APT ANG | AFGUARD |  | United States | Mississippi | Harrison | Gulfport | 39507 | 0.87 | 0.84
190197 | JTVE0007 | 255TH AIR CONTROL SQUADRON | JTVE | GPT BIL REG APT ANG | AFGUARD |  | United States | Mississippi | Harrison | Gulfport | 39507 | 0.87 | 0.84
191728 | JTVE0008 | RADAR SITE 9.87 | JTVE | GPT BIL REG APT ANG | AFGUARD |  | United States | Mississippi | Harrison | Gulfport | 39507 | 0.87 | 0.84
188984 | MAHG0002 | LEASED DATA ASSETS | MAHG | KEESLER AFB | AFACT |  | United States | Mississippi | Harrison | Keesler AFB | 39534 | 0.87 | 0.84
895 | N62604-KA | SMALL CRAFT HARBOR | N62604 | CBC GULFPORT MS | NAVACT | 100 Market Street | United States | Mississippi | Harrison | Pass Christian | 39571 | 0.87 | 0.84
4464 | 28B00 | CLINTON | 280NG | MISSISSIPPI NATIONAL GUARD | ARGUARD | 1500 E Northside | United States | Mississippi | Hinds | Clinton | 39056 | 0.83 | 0.8
190523 | 822915 | 316 KIRKWOOD DR CLINTON | 70132 | INDEPENDENT DUTY HOUSING PROGRAM | USACE | 316 Kirkwood Drive | United States | Mississippi | Hinds | Clinton | 39056 | 0.83 | 0.8
183351 | 01530-10038 | VA HOSP SITE JACKSON | 01530 | 81ST RRC - ALABAMA | ARRES | VA HOSP SITE | United States | Mississippi | Hinds | Jackson | 39201 | 0.83 | 0.8
183358 | 710315 | 664 S STATE ST JACKSON | 66155 |  | USACE | 664 S STATE ST MILITARY ENT PROC ST | United States | Mississippi | Hinds | Jackson | 39201 | 0.83 | 0.8
2363 | LDCC0001 | HQ MISSISSIPPI ANG SITE # 1 | LRXQ | JACKSON IAP, THOMPSON FIELD | AFGUARD | 1500 Murrah Drive | United States | Mississippi | Hinds | Jackson | 39202 | 0.83 | 0.8
7497 | 28C52 | TAGO | 280NG | MISSISSIPPI NATIONAL GUARD | ARGUARD | 401 E S ST | United States | Mississippi | Hinds | Jackson | 39202 | 0.83 | 0.8
5583 | 28C50 | JACKSON RAYMOND ROAD ARMORY & FMS #9 | 280NG | MISSISSIPPI NATIONAL GUARD | ARGUARD | 1420 Raymond RD | United States | Mississippi | Hinds | Jackson | 39204 | 0.83 | 0.8
189109 | 820790 | 4780 I-55 NORTH JACKSON | 82387 | JOINT RECRUITING PROGRAM | USACE | 4780 I-55 North | United States | Mississippi | Hinds | Jackson | 39206 | 0.83 | 0.8
183352 | 82387-12109 | LAKELAND DR JACKSON 1 | 82387 | JOINT RECRUITING PROGRAM | USACE | 4304 LAKELAND DRIVE | United States | Mississippi | Hinds | Jackson | 39208 | 0.83 | 0.8
183353 | 82387-12111 | LAKELAND DR JACKSON 3 | 82387 | JOINT RECRUITING PROGRAM | USACE | 4335 LAKELAND DRIVE | United States | Mississippi | Hinds | Jackson | 39208 | 0.83 | 0.8
5387 | 28C55 | HAWKINS FIELD | 280NG | MISSISSIPPI NATIONAL GUARD | ARGUARD | 364 Shop ST | United States | Mississippi | Hinds | Jackson | 39209 | 0.83 | 0.8
5573 | 28791 | JACKSON AFRC | 01530 | 81ST RRC - ALABAMA | ARRES | 4350 South Drive | United States | Mississippi | Hinds | Jackson | 39209 | 0.83 | 0.8
7198 | 28785 | SCOTT USARC/AMSA #146 (G) | 01530 | 81ST RRC - ALABAMA | ARRES | 180 Commercial Avenue | United States | Mississippi | Hinds | Jackson | 39209 | 0.83 | 0.8
183357 | 82387-12265 | METRO CTR MALL JACKSON | 82387 | JOINT RECRUITING PROGRAM | USACE | METRO CENTER MALL SPACES 93A & 93B | United States | Mississippi | Hinds | Jackson | 39209 | 0.83 | 0.8
5579 | 28C45 | JACKSON N.W. ST. | 280NG | MISSISSIPPI NATIONAL GUARD | ARGUARD | 2497 N W ST | United States | Mississippi | Hinds | Jackson | 39216 | 0.83 | 0.8
183354 | 82387-12108 | LAKELAND DR JACKSON | 82387 | JOINT RECRUITING PROGRAM | USACE | 1675 LAKELAND DRIVE SUITE 302 | United States | Mississippi | Hinds | Jackson | 39216 | 0.83 | 0.8
183356 | 82387-11857 | FLOWOOD DR JACKSON | 82387 | JOINT RECRUITING PROGRAM | USACE | 1050 FLOWOOD DRIVE H | United States | Mississippi | Hinds | Jackson | 39216 | 0.83 | 0.8
185760 | 82387-12110 | LAKELAND DR JACKSON 2 | 82387 | JOINT RECRUITING PROGRAM | USACE | 4319 LAKELAND DRIVE | United States | Mississippi | Hinds | Jackson | 39232 | 0.83 | 0.8
5137 | 28B60 | FULTON | 280NG | MISSISSIPPI NATIONAL GUARD | ARGUARD | 17299 HWY 25 N | United States | Mississippi | Itawamba | Fulton | 38843 | 0.83 | 0.8
185013 | 82387-12009 | HIGHWAY 90 GAUTIER | 82387 | JOINT RECRUITING PROGRAM | USACE | 2800 HIGHWAY 90 SPACE 1206 & 1210 | United States | Mississippi | Jackson | Gautier | 39553 | 0.85 | 0.82
191420 | 823934 | 3880 GAUTIER VANCLEAVE ROAD GAUTIER | 82387 | JOINT RECRUITING PROGRAM | USACE | 3880 Gautier Vancleave Road | United States | Mississippi | Jackson | Gautier | 39553 | 0.85 | 0.82
6713 | 28846 | PASCAGOULA USARC | 01530 | 81ST RRC - ALABAMA | ARRES | 3622 Jefferson Avenue | United States | Mississippi | Jackson | Moss Point | 39563 | 0.85 | 0.82
185020 | 82387-13344 | WASHINGTON AVE OCEAN SPRINGS | 82387 | JOINT RECRUITING PROGRAM | USACE | 6911 WASHINGTON AVE | United States | Mississippi | Jackson | Ocean Spgs | 39566 | 0.85 | 0.82
6712 | 28D85 | PASCAGOULA | 280NG | MISSISSIPPI NATIONAL GUARD | ARGUARD | 2802 Shortcut RD | United States | Mississippi | Jackson | Pascagoula | 39567 | 0.85 | 0.82
190226 | N62604-PG | PASCAGOULA NCIS | N62604 | CBC GULFPORT MS | NAVACT |  | United States | Mississippi | Jackson | Pascagoula | 39567 | 0.85 | 0.82
276 | N62604-SP | LAKESIDE HOUSING | N62604 | CBC GULFPORT MS | NAVACT | 3500 Chicot Street | United States | Mississippi | Jackson | Pascagoula | 39581 | 0.85 | 0.82
191540 | N62604-SY | PASCAGOULA SHIPYARD | N62604 | CBC GULFPORT MS | NAVACT |  | United States | Mississippi | Jackson | Pascagoula | 39581 | 0.85 | 0.82
191549 | N62604-SW | PASCAGOULA SY WAREHOUS | N62604 | CBC GULFPORT MS | NAVACT |  | United States | Mississippi | Jackson | Pascagoula | 39581 | 0.85 | 0.82
170034 | 28348 | ST. MARTIN READINESS CENTER | 280NG | MISSISSIPPI NATIONAL GUARD | ARGUARD |  | United States | Mississippi | Jackson | Unknown | 39532 | 0.85 | 0.82
3956 | 28A35 | BAY SPRINGS | 280NG | MISSISSIPPI NATIONAL GUARD | ARGUARD | 174 Dickie Ware AVE | United States | Mississippi | Jasper | Bay Springs | 39422 | 0.83 | 0.8
191148 | 823775 | 21 SHADOW LANE CHURCH HILL | 70132 | INDEPENDENT DUTY HOUSING PROGRAM | USACE | 21 Shadow Lane | United States | Mississippi | Jefferson | Church Hill | 39120 | 0.83 | 0.8
5830 | 28C75 | LAUREL | 280NG | MISSISSIPPI NATIONAL GUARD | ARGUARD | 2126 Ellisville BLVD | United States | Mississippi | Jones | Laurel | 39440 | 0.83 | 0.8
183928 | 82387-12029 | HWY 15 N LAUREL | 82387 | JOINT RECRUITING PROGRAM | USACE | 1592 HWY 15 NORTH SUITE B | United States | Mississippi | Jones | Laurel | 39440 | 0.83 | 0.8
5831 | 28801 | LAUREL USARC/AMSA #149 (G) | 01530 | 81ST RRC - ALABAMA | ARRES | 2012 Sandy Lane Laurel, MS 39443-9085 | United States | Mississippi | Jones | Laurel | 39443 | 0.83 | 0.8
170656 | 28067 | HATTIESBURG/LAUREL REGIONAL READINESS CENTER | 280NG | MISSISSIPPI NATIONAL GUARD | ARGUARD |  | United States | Mississippi | Jones | Moselle | 39459 | 0.83 | 0.8
4668 | 28B35 | DE KALB | 280NG | MISSISSIPPI NATIONAL GUARD | ARGUARD | HWY 16 W | United States | Mississippi | Kemper | De Kalb | 39328 | 0.83 | 0.8
730 | N63043-AD | OLF BRAVO | N63043 | NAS MERIDIAN MS | NAVACT | 100 BRAVO RD | United States | Mississippi | Kemper | Preston | 39354 | 0.83 | 0.8
1122 | N63043-AE | OLF BRAVO 1 | N63043 | NAS MERIDIAN MS | NAVACT | 255 ROSENBAUM AVE | United States | Mississippi | Kemper | Preston | 39354 | 0.83 | 0.8
6676 | 28D81 | OXFORD | 280NG | MISSISSIPPI NATIONAL GUARD | ARGUARD | 100 Ed Perry Boulevard | United States | Mississippi | Lafayette | Oxford | 38655 | 0.83 | 0.8
183441 | 82387-13119 | UNIVERSITY AVE OXFORD | 82387 | JOINT RECRUITING PROGRAM | USACE | 1727 UNIV AVE UNIV SHOP CTR | United States | Mississippi | Lafayette | Oxford | 38655 | 0.83 | 0.8
188208 | 820316 | 1005 FILLMORE AVE OXFORD | 70132 | INDEPENDENT DUTY HOUSING PROGRAM | USACE | 1005 Fillmore Avenue | United States | Mississippi | Lafayette | Oxford | 38655 | 0.83 | 0.8
190056 | 822250 | 221 POWERS DR OXFORD | 70132 | INDEPENDENT DUTY HOUSING PROGRAM | USACE | 221 Powers Drive | United States | Mississippi | Lafayette | Oxford | 38655 | 0.83 | 0.8
5988 | 28D00 | LUMBERTON | 280NG | MISSISSIPPI NATIONAL GUARD | ARGUARD | 212 N 1St ST | United States | Mississippi | Lamar | Lumberton | 39455 | 0.83 | 0.8
6902 | 28E25 | PURVIS | 280NG | MISSISSIPPI NATIONAL GUARD | ARGUARD | 115 Baxterville RD | United States | Mississippi | Lamar | Purvis | 39475 | 0.83 | 0.8
188298 | 70132-10333 | 30 TARRA LANE PURVIS | 70132 | INDEPENDENT DUTY HOUSING PROGRAM | USACE | 30 TARRA LANE | United States | Mississippi | Lamar | Purvis | 39475 | 0.83 | 0.8
188327 | 820167 | 479 BEAVER LAKE ROAD PURVIS | 70132 | INDEPENDENT DUTY HOUSING PROGRAM | USACE | 479 Beaver Lake Road | United States | Mississippi | Lamar | Purvis | 39475 | 0.83 | 0.8
188527 | 70132-10452 | 42 CREEKSIDE PURVIS | 70132 | INDEPENDENT DUTY HOUSING PROGRAM | USACE | 42 CREEKSIDE | United States | Mississippi | Lamar | Purvis | 39475 | 0.83 | 0.8
188999 | 821063 | 10 COTTONTAIL WAY PURVIS | 11533 | US ARMY ENGINEER DISTRICT, MOBILE | USACE | 10 Cottontail Way | United States | Mississippi | Lamar | Purvis | 39475 | 0.83 | 0.8
189021 | 821107 | 12 OAK VIEW PURVIS | 11533 | US ARMY ENGINEER DISTRICT, MOBILE | USACE | 12 Oakview Lane | United States | Mississippi | Lamar | Purvis | 39475 | 0.83 | 0.8
189078 | 821048 | 3 HILLCREST TERRACE PURVIS | 11533 | US ARMY ENGINEER DISTRICT, MOBILE | USACE | 3 Hillcrest Terrace | United States | Mississippi | Lamar | Purvis | 39475 | 0.83 | 0.8
189097 | 821199 | 4 ROSEWOOD PLACE PURVIS | 11533 | US ARMY ENGINEER DISTRICT, MOBILE | USACE | 4 Rosewood Place Drive | United States | Mississippi | Lamar | Purvis | 39475 | 0.83 | 0.8
189122 | 821188 | 575 BAKER ROAD PURVIS | 11533 | US ARMY ENGINEER DISTRICT, MOBILE | USACE | 575 Baker Road | United States | Mississippi | Lamar | Purvis | 39475 | 0.83 | 0.8
189135 | 821190 | 70 SCARLET PURVIS | 11533 | US ARMY ENGINEER DISTRICT, MOBILE | USACE | 70 Scarlet Street | United States | Mississippi | Lamar | Purvis | 39475 | 0.83 | 0.8
189604 | 821531 | 303 BAYBERRY LOOP PURVIS | 37225 | FORT BRAGG | USACE | 303 Bayberry Loop | United States | Mississippi | Lamar | Purvis | 39475 | 0.83 | 0.8
189738 | 821901 | 28 STONEFIELD PURVIS | 37225 | FORT BRAGG | USACE | 28 Stonefield Drive | United States | Mississippi | Lamar | Purvis | 39475 | 0.83 | 0.8
189751 | 821897 | 63 WINDRIDGE PURVIS | 37225 | FORT BRAGG | USACE | 63 Windridge Lane | United States | Mississippi | Lamar | Purvis | 39475 | 0.83 | 0.8
189978 | 822139 | 52 LAMPLIGHTER LANE PURVIS | 37225 | FORT BRAGG | USACE | 52 Lamplighter Lane | United States | Mississippi | Lamar | Purvis | 39475 | 0.83 | 0.8
188355 | 820248 | 627 WPA ROAD SUMRALL | 70132 | INDEPENDENT DUTY HOUSING PROGRAM | USACE | 627 WPA Road | United States | Mississippi | Lamar | Sumrall | 39482 | 0.83 | 0.8
6158 | 28D31 | MERIDIAN RCTA | 280NG | MISSISSIPPI NATIONAL GUARD | ARGUARD | 3000 Fuller RD | United States | Mississippi | Lauderdale | Meridian | 39301 | 0.9 | 0.87
185769 | 82387-11406 | BONITA LAKES CIR MERIDIAN | 82387 | JOINT RECRUITING PROGRAM | USACE | 1000 BONITA LAKES CIRCLE SPACE SC2-3 | United States | Mississippi | Lauderdale | Meridian | 39301 | 0.9 | 0.87
188125 | 28110 | MERIDIAN RECRUITING STATION | 280NG | MISSISSIPPI NATIONAL GUARD | ARGUARD |  | United States | Mississippi | Lauderdale | Meridian | 39301 | 0.9 | 0.87
5359 | 28815 | HARRIS LOCKHARD USARC | 01530 | 81ST RRC - ALABAMA | ARRES | 5701 Old US Highhway 80 W. | United States | Mississippi | Lauderdale | Meridian | 39305 | 0.9 | 0.87
2434 | MDVL0001 | KEY FIELD SITE # 1 | MDVL | KEY FIELD | AFGUARD | 6225 M Street | United States | Mississippi | Lauderdale | Meridian | 39307 | 0.9 | 0.87
6156 | 28D29 | MERIDIAN | 280NG | MISSISSIPPI NATIONAL GUARD | ARGUARD | 1551 65th AVE S | United States | Mississippi | Lauderdale | Meridian | 39307 | 0.9 | 0.87
171 | N63043 | NAS MERIDIAN MS | N63043 | NAS MERIDIAN MS | NAVACT | 1600 John C Stennis Drive | United States | Mississippi | Lauderdale | Meridian | 39309 | 0.9 | 0.87
6257 | 28D35 | MONTICELLO FMS 3A | 280NG | MISSISSIPPI NATIONAL GUARD | ARGUARD | 74 Old HWY 27 N | United States | Mississippi | Lawrence | Monticello | 39654 | 0.83 | 0.8
9527 | 28281 | MONTICELLO READINESS CENTER | 280NG | MISSISSIPPI NATIONAL GUARD | ARGUARD |  | United States | Mississippi | Lawrence | Monticello | 39654 | 0.83 | 0.8
4338 | 28A80 | CARTHAGE | 280NG | MISSISSIPPI NATIONAL GUARD | ARGUARD | 523 HWY 16 E | United States | Mississippi | Leake | Carthage | 39051 | 0.83 | 0.8
6380 | 28D55 | NETTLETON | 280NG | MISSISSIPPI NATIONAL GUARD | ARGUARD | 7314 Will Robbins HWY | United States | Mississippi | Lee | Nettleton | 38858 | 0.83 | 0.8
189696 | 821768 | 565 PULLTIGHT RD SALTILLO | 70132 | INDEPENDENT DUTY HOUSING PROGRAM | USACE | 565 Pulltight Road | United States | Mississippi | Lee | Saltillo | 38866 | 0.83 | 0.8
5633 | 28905 | JOE HARRIS TOWERY USARC | 01530 | 81ST RRC - ALABAMA | ARRES | 1115 South Gloster Street | United States | Mississippi | Lee | Tupelo | 38801 | 0.83 | 0.8
7640 | 28E70 | TUPELO | 280NG | MISSISSIPPI NATIONAL GUARD | ARGUARD | 1955 S Veterans BLVD | United States | Mississippi | Lee | Tupelo | 38801 | 0.83 | 0.8
170037 | 28551 | TUPELO AASF (NEW) | 280NG | MISSISSIPPI NATIONAL GUARD | ARGUARD |  | United States | Mississippi | Lee | Tupelo | 38801 | 0.83 | 0.8
182343 | 800260 | RABBIT ROAD TUPELO | 82387 | JOINT RECRUITING PROGRAM | USACE | Rabbit Drive | United States | Mississippi | Lee | Tupelo | 38801 | 0.83 | 0.8
187104 | 82387-12381 | N GLOSTER ST TUPELO | 82387 | JOINT RECRUITING PROGRAM | USACE | North Gloster Street | United States | Mississippi | Lee | Tupelo | 38801 | 0.83 | 0.8
7641 | 28E75 | TUPELO FMS #1 | 280NG | MISSISSIPPI NATIONAL GUARD | ARGUARD | 1040 Flower ST | United States | Mississippi | Lee | Tupelo | 38804 | 0.83 | 0.8
191089 | 28282 | TUPELO RECRUITING STATION | 280NG | MISSISSIPPI NATIONAL GUARD | ARGUARD |  | United States | Mississippi | Lee | Tupelo | 38804 | 0.83 | 0.8
191188 | 823565 | 431 WEST MAIN STREET TUPELO | 82387 | JOINT RECRUITING PROGRAM | USACE | 431 West Main Street | United States | Mississippi | Lee | Tupelo | 38804 | 0.83 | 0.8
5291 | 28B75 | GREENWOOD ARMORY & FMS #6A | 280NG | MISSISSIPPI NATIONAL GUARD | ARGUARD | 1002 Sycamore ST | United States | Mississippi | Leflore | Greenwood | 38930 | 0.83 | 0.8
5293 | 28744 | GREENWOOD USARC/AMSA #144 (G) | 01530 | 81ST RRC - ALABAMA | ARRES | Route 1, Box 462 Greenwood, MS 38930-9624 | United States | Mississippi | Leflore | Greenwood | 38930 | 0.83 | 0.8
182370 | 82387-10687 | 303 WEST PARK AVE GREENWOOD | 82387 | JOINT RECRUITING PROGRAM | USACE | 303 WEST PARK AVE | United States | Mississippi | Leflore | Greenwood | 38930 | 0.83 | 0.8
4152 | 28A60 | BROOKHAVEN READINESS CENTER & FMS #3 | 280NG | MISSISSIPPI NATIONAL GUARD | ARGUARD | 170 HWY 84 E | United States | Mississippi | Lincoln | Brookhaven | 39601 | 0.83 | 0.8
4153 | 28730 | BROOKHAVEN USARC | 01530 | 81ST RRC - ALABAMA | ARRES | 1336 Old Hwy 51 NE | United States | Mississippi | Lincoln | Brookhaven | 39601 | 0.83 | 0.8
183770 | 01530-10028 | LINCOLN CO AP BROOKHAVEN | 01530 | 81ST RRC - ALABAMA | ARRES | LINCOLN CO AP | United States | Mississippi | Lincoln | Brookhaven | 39601 | 0.83 | 0.8
182602 | 82387-12038 | HWY 45 N COLUMBUS | 82387 | JOINT RECRUITING PROGRAM | USACE | 2321 HWY 45N | United States | Mississippi | Lowndes | Columbus | 39701 | 0.8 | 0.77
4512 | 28B15 | COLUMBUS | 280NG | MISSISSIPPI NATIONAL GUARD | ARGUARD | 111 Fabritek DR | United States | Mississippi | Lowndes | Columbus | 39702 | 0.8 | 0.77
169992 | 28350 | COLUMBUS RECRUITING STATION | 280NG | MISSISSIPPI NATIONAL GUARD | ARGUARD |  | United States | Mississippi | Lowndes | Columbus | 39705 | 0.83 | 0.8
1608 | EEPZ0001 | COLUMBUS SITE # 1 | EEPZ | COLUMBUS | AFACT | 555 SIMLER BLVD | United States | Mississippi | Lowndes | Unknown | 39710 | 0.82 | 0.78
4308 | 28A75 | CANTON | 280NG | MISSISSIPPI NATIONAL GUARD | ARGUARD | 2924 HWY 51 S | United States | Mississippi | Madison | Canton | 39046 | 0.83 | 0.8
187851 | 810076 | 1260 COUNTY LINE ROAD RIDGELAND | 82387 | JOINT RECRUITING PROGRAM | USACE | 1260 County Line Road | United States | Mississippi | Madison | Ridgeland | 39157 | 0.83 | 0.8
191784 | 824403 | 329 INDIAN GATE CIR RIDGELAND | 70132 | INDEPENDENT DUTY HOUSING PROGRAM | USACE | 329 Indian Gate Circle | United States | Mississippi | Madison | Ridgeland | 39157 | 0.83 | 0.8
9531 | 28024 | COLUMBIA READINESS CENTER | 280NG | MISSISSIPPI NATIONAL GUARD | ARGUARD | 1638 HWY 44 | United States | Mississippi | Marion | Columbia | 39429 | 0.83 | 0.8
5468 | 28C25 | HOLLY SPRINGS | 280NG | MISSISSIPPI NATIONAL GUARD | ARGUARD | 2708 HWY 4 E | United States | Mississippi | Marshall | Holly Springs | 38635 | 0.83 | 0.8
3699 | 28A05 | ABERDEEN | 280NG | MISSISSIPPI NATIONAL GUARD | ARGUARD | 809 HWY 45 S | United States | Mississippi | Monroe | Aberdeen | 39730 | 0.82 | 0.78
3782 | 28A15 | AMORY | 280NG | MISSISSIPPI NATIONAL GUARD | ARGUARD | 1710 HWY 25 N | United States | Mississippi | Monroe | Amory | 38821 | 0.83 | 0.8
2319 | JPWQ0001 | GREENWOOD SPRINGS NEXT GENERATION SITE SITE # 1 | EEPZ | COLUMBUS | AFACT | 555 SIMLER BLVD | United States | Mississippi | Monroe | Unknown | 38848 | 0.83 | 0.8
7945 | 28F25 | WINONA | 280NG | MISSISSIPPI NATIONAL GUARD | ARGUARD | 1303 Homer RD | United States | Mississippi | Montgomery | Winona | .8967 | 0.83 | 0.8
6772 | 28D90 | PHILADELPHIA | 280NG | MISSISSIPPI NATIONAL GUARD | ARGUARD | 911 Herman Alford Memorial HWY | United States | Mississippi | Neshoba | Philadelphia | 39350 | 0.83 | 0.8
182617 | 82387-11453 | CANAL PL PHILADELPHIA | 82387 | JOINT RECRUITING PROGRAM | USACE | 200 CANAL PLACE | United States | Mississippi | Neshoba | Philadelphia | 39350 | 0.83 | 0.8
4675 | 28B33 | DECATUR FMS #7 | 280NG | MISSISSIPPI NATIONAL GUARD | ARGUARD | 14271 HWY 15 N | United States | Mississippi | Newton | Decatur | 39327 | 0.83 | 0.8
6431 | 28D65 | NEWTON | 280NG | MISSISSIPPI NATIONAL GUARD | ARGUARD | 412 Northside DR | United States | Mississippi | Newton | Newton | 39345 | 0.83 | 0.8
731 | N63043-CA | TARGET RANGE FACILITY | N63043 | NAS MERIDIAN MS | NAVACT | 1302 West Bomb Range Road | United States | Mississippi | Noxubee | Shuqualak | 39354 | 0.83 | 0.8
3113 | SHTQ0001 | COLUMBUS AUXILIARY AIRFIELD SITE # 1 | EEPZ | COLUMBUS | AFACT | 100 Residence Street | United States | Mississippi | Noxubee | Shuqualak | 39361 | 0.83 | 0.8
5319 | 28875 | GUY II & WILL JONES MEM USARC | 01530 | 81ST RRC - ALABAMA | ARRES | 343 Highway 12 W | United States | Mississippi | Oktibbeha | Starkville | 39759 | 0.83 | 0.8
7411 | 28E60 | STARKVILLE | 280NG | MISSISSIPPI NATIONAL GUARD | ARGUARD | 1776 Minuteman Lane | United States | Mississippi | Oktibbeha | Starkville | 39759 | 0.83 | 0.8
187921 | 810077 | 500 RUSSEL ST STARKVILLE | 82387 | JOINT RECRUITING PROGRAM | USACE | 500 Russel Street | United States | Mississippi | Oktibbeha | Starkville | 39759 | 0.83 | 0.8
191381 | 28013 | MSU | 280NG | MISSISSIPPI NATIONAL GUARD | ARGUARD |  | United States | Mississippi | Oktibbeha | Starkville | 39762 | 0.83 | 0.8
3945 | 28A26 | BATESVILLE | 280NG | MISSISSIPPI NATIONAL GUARD | ARGUARD | 705 Keating RD | United States | Mississippi | Panola | Batesville | 38606 | 0.83 | 0.8
6786 | 28E00 | PICAYUNE | 280NG | MISSISSIPPI NATIONAL GUARD | ARGUARD | 1251B HWY 11 S | United States | Mississippi | Pearl River | Picayune | 39466 | 0.83 | 0.8
9537 | 28841 | POPLARVILLE READINESS CENTER | 280NG | MISSISSIPPI NATIONAL GUARD | ARGUARD |  | United States | Mississippi | Pearl River | Poplarville | 39470 | 0.83 | 0.8
1543 | CYPR0001 | CMP SLBY RGE SITE # 1 | JTVE | GPT BIL REG APT ANG | AFGUARD | 312 FOREST SERVICE ROAD | United States | Mississippi | Perry | Beaumont | 39423 | 0.83 | 0.8
7002 | 28E35 | RICHTON | 280NG | MISSISSIPPI NATIONAL GUARD | ARGUARD | 801 Elm AVE | United States | Mississippi | Perry | Richton | 39476 | 0.83 | 0.8
6124 | 28D15 | MCCOMB | 280NG | MISSISSIPPI NATIONAL GUARD | ARGUARD | 319 N W AVE | United States | Mississippi | Pike | McComb | 39648 | 0.83 | 0.8
182612 | 82387-11598 | DELAWARE AVE MCCOMB | 82387 | JOINT RECRUITING PROGRAM | USACE | 1607 DELAWARE AVENUE | United States | Mississippi | Pike | McComb | 39648 | 0.83 | 0.8
6845 | 28E05 | PONTOTOC | 280NG | MISSISSIPPI NATIONAL GUARD | ARGUARD | 1743 HWY 15 N | United States | Mississippi | Pontotoc | Pontotoc | 38863 | 0.83 | 0.8
4098 | 28A50 | BOONEVILLE | 280NG | MISSISSIPPI NATIONAL GUARD | ARGUARD | 1209 N 2Nd ST | United States | Mississippi | Prentiss | Booneville | 38829 | 0.83 | 0.8
4124 | 28A55 | BRANDON | 280NG | MISSISSIPPI NATIONAL GUARD | ARGUARD | 300 HWY 468 W | United States | Mississippi | Rankin | Brandon | 39042 | 0.83 | 0.8
190617 | 822874 | 204 GREENSVIEW DR BRANDON | 70132 | JOINT RECRUITING PROGRAM | USACE | 204 Greensview Drive | United States | Mississippi | Rankin | Brandon | 39047 | 0.83 | 0.8
190873 | 823270 | 500 BLACK JACK COVE BRANDON | 70132 | JOINT RECRUITING PROGRAM | USACE | 500 Black Joe Cove | United States | Mississippi | Rankin | Brandon | 39047 | 0.83 | 0.8
191904 | 824501 | 929 FRISKY DR BRANDON | 70132 | JOINT RECRUITING PROGRAM | USACE | 929 Frisky Drive | United States | Mississippi | Rankin | Brandon | 39047 | 0.83 | 0.8
2388 | LRXQ0001 | JACKSON IAP, THOMPSON FIELD SITE # 1 | LRXQ | JACKSON IAP, THOMPSON FIELD | AFGUARD | 141 E. MILITARY DR | United States | Mississippi | Rankin | Flowood | 39232 | 0.83 | 0.8
188124 | 28844 | FLOWOOD RECRUITING STATION | 280NG | MISSISSIPPI NATIONAL GUARD | ARGUARD |  | United States | Mississippi | Rankin | Flowood | 39232 | 0.83 | 0.8
7683 | 28C65 | USPFO MS | 280NG | MISSISSIPPI NATIONAL GUARD | ARGUARD | 2801 N Main ST | United States | Mississippi | Rankin | Pearl | 39208 | 0.83 | 0.8
188987 | 28354 | FMS #9 TEMP FACILITY | 280NG | MISSISSIPPI NATIONAL GUARD | ARGUARD |  | United States | Mississippi | Rankin | Richland | 39218 | 0.83 | 0.8
4971 | 28B55 | FOREST | 280NG | MISSISSIPPI NATIONAL GUARD | ARGUARD | 300 Frontage RD | United States | Mississippi | Scott | Forest | 39074 | 0.83 | 0.8
6283 | 28D45 | MORTON | 280NG | MISSISSIPPI NATIONAL GUARD | ARGUARD | 5177 HWY 80 E | United States | Mississippi | Scott | Morton | 39177 | 0.83 | 0.8
7055 | 28E45 | ROLLING FORK | 280NG | MISSISSIPPI NATIONAL GUARD | ARGUARD | 250 HWY 61 S | United States | Mississippi | Sharkey | Rolling Fork | 39159 | 0.83 | 0.8
6026 | 28D05 | MAGEE | 280NG | MISSISSIPPI NATIONAL GUARD | ARGUARD | 111 Guard AVE SE | United States | Mississippi | Simpson | Magee | 39111 | 0.83 | 0.8
6151 | 28D25 | MENDENHALL | 280NG | MISSISSIPPI NATIONAL GUARD | ARGUARD | 1122 Park DR | United States | Mississippi | Simpson | Mendenhall | 39114 | 0.83 | 0.8
7518 | 28E65 | TAYLORSVILLE | 280NG | MISSISSIPPI NATIONAL GUARD | ARGUARD | 249 Wilkesboro RD | United States | Mississippi | Smith | Taylorsville | 39168 | 0.83 | 0.8
190147 | 28833 | ARKABUTLA LAKE | 280NG | MISSISSIPPI NATIONAL GUARD | ARGUARD |  | United States | Mississippi | Stone | Coldwater | 38618 | 0.83 | 0.8
190059 | 822202 | 24 RACHEL LANE PERKINSTON | 70132 | JOINT RECRUITING PROGRAM | USACE | 24 Rachel Lane | United States | Mississippi | Stone | Perkinston | 39573 | 0.83 | 0.8
9532 | 28586 | WIGGINS READINESS CENTER | 280NG | MISSISSIPPI NATIONAL GUARD | ARGUARD |  | United States | Mississippi | Stone | Wiggins | 39577 | 0.83 | 0.8
4763 | 28B40 | DREW | 280NG | MISSISSIPPI NATIONAL GUARD | ARGUARD | 4127 HWY 49 N | United States | Mississippi | Sunflower | Drew | 38737 | 0.83 | 0.8
5542 | 28C35 | INDIANOLA | 280NG | MISSISSIPPI NATIONAL GUARD | ARGUARD | 15 Terminal RD | United States | Mississippi | Sunflower | Indianola | 38751 | 0.83 | 0.8
4394 | 28A85 | CHARLESTON | 280NG | MISSISSIPPI NATIONAL GUARD | ARGUARD | 409 S Cossar AVE | United States | Mississippi | Tallahatchie | Charleston | 38921 | 0.83 | 0.8
1389 | ANJD0001 | COLDWATER DROP ZONE, ARKABUTLA LAKE, MISSISSIPPI SITE # 1 | PYKL | MEMPHIS IAP | AFGUARD |  | United States | Mississippi | Tate | Coldwater | 38618 | 0.83 | 0.8
7221 | 28E55 | SENATOBIA ARMORY & FMS #5 | 280NG | MISSISSIPPI NATIONAL GUARD | ARGUARD | 400 Scott RD | United States | Mississippi | Tate | Senatobia | 38668 | 0.83 | 0.8
7012 | 28E40 | RIPLEY ARMORY & FMS #1A | 280NG | MISSISSIPPI NATIONAL GUARD | ARGUARD | 750 S Line ST | United States | Mississippi | Tippah | Ripley | 38663 | 0.83 | 0.8
5561 | 28C40 | IUKA | 280NG | MISSISSIPPI NATIONAL GUARD | ARGUARD | 901 E Quitman AVE | United States | Mississippi | Tishomingo | Iuka | 38852 | 0.83 | 0.8
7653 | 28E80 | TYLERTOWN | 280NG | MISSISSIPPI NATIONAL GUARD | ARGUARD | 926 S Logan AVE | United States | Mississippi | Walthall | Tylertown | 39667 | 0.83 | 0.8
4024 | 2893D | BG GEORGE A MORRIS USARC | 01530 | 81ST RRC - ALABAMA | ARRES |  | United States | Mississippi | Warren | Vicksburg | 39180 | 0.83 | 0.8
7716 | 28935 | VICKSBURG USARC #1 | 01530 | 81ST RRC - ALABAMA | ARRES | 1000 Lee Street Vicksburg, MS 39180-4958 | United States | Mississippi | Warren | Vicksburg | 39180 | 0.83 | 0.8
183838 | 82387-12633 | PEMBERTON SQ MALL VICKSBURG | 82387 | JOINT RECRUITING PROGRAM | USACE | PEMBERTON SQ MALL SPACE 35 | United States | Mississippi | Warren | Vicksburg | 39180 | 0.83 | 0.8
7715 | 28E91 | VICKSBURG STATION | 280NG | MISSISSIPPI NATIONAL GUARD | ARGUARD | 106 E Mockingbird Ln | United States | Mississippi | Warren | Vicksburg | 39183 | 0.83 | 0.8
190250 | 28617 | GREENVILLE STOREFRONT | 280NG | MISSISSIPPI NATIONAL GUARD | ARGUARD |  | United States | Mississippi | Washington | Greenville | 38701 | 0.83 | 0.8
185015 | 82387-13334 | WALKER LANE GREENVILLE | 82387 | JOINT RECRUITING PROGRAM | USACE | 1704 WALKER LANE | United States | Mississippi | Washington | Greenville | 38701 | 0.83 | 0.8
5283 | 28B65 | GREENVILLE | 280NG | MISSISSIPPI NATIONAL GUARD | ARGUARD | 322 Airport BLVD | United States | Mississippi | Washington | Greenville | 38703 | 0.83 | 0.8
5288 | 28743 | GREENVILLE MS USARC | 01530 | 81ST RRC - ALABAMA | ARRES | 1635 Hamlin Road | United States | Mississippi | Washington | Greenville | 38703 | 0.83 | 0.8
5289 | 28B70 | Greenville FMS #6 | 280NG | MISSISSIPPI NATIONAL GUARD | ARGUARD | 1146 S Beauchamp ST | United States | Mississippi | Washington | Greenville | 38704 | 0.83 | 0.8
3139 | SVRL0001 | SILVER LAKE SPACE SURVEILLANCE STATION | TDKA | PETERSON AFB | AFACT |  | United States | Mississippi | Washington | Hollandale | 38748 | 0.83 | 0.8
7826 | 28F00 | WAYNESBORO | 280NG | MISSISSIPPI NATIONAL GUARD | ARGUARD | 262 S Liberty ST | United States | Mississippi | Wayne | Waynesboro | 39367 | 0.83 | 0.8
4890 | 28B50 | EUPORA | 280NG | MISSISSIPPI NATIONAL GUARD | ARGUARD | 604 Roane AVE | United States | Mississippi | Webster | Eupora | 39744 | 0.83 | 0.8
5960 | 28C90 | LOUISVILLE ARMORY & FMS #2A | 280NG | MISSISSIPPI NATIONAL GUARD | ARGUARD | 2310 HWY 15 S | United States | Mississippi | Winston | Louisville | 39339 | 0.83 | 0.8
7796 | 28E95 | WATER VALLEY | 280NG | MISSISSIPPI NATIONAL GUARD | ARGUARD | 1001 Community Park Dr | United States | Mississippi | Yalobusha | Water Valley | 38965 | 0.83 | 0.8
7987 | 28F30 | YAZOO CITY | 280NG | MISSISSIPPI NATIONAL GUARD | ARGUARD | 14 Joe Par Way | United States | Mississippi | Yazoo | Yazoo City | 39194 | 0.83 | 0.8
5744 | 29879 | KIRKSVILLE USARC | 27864 | 88TH RRC - MINNESOTA | ARRES | Route 63 North | United States | Missouri | Adair | Kirksville | 63501 | 1 | 1.02
5745 | 29B50 | KIRKSVILLE | 290NG | MISSOURI NATIONAL GUARD | ARGUARD | 500 S Elson ST | United States | Missouri | Adair | Kirksville | 63501 | 1 | 1.02
5746 | 29B55 | KIRKSVILLE MVSB | 290NG | MISSOURI NATIONAL GUARD | ARGUARD | S Florence | United States | Missouri | Adair | Kirksville | 63501 | 1 | 1.02
184128 | 82387-10945 | 516 N BALTIMORE KIRKSVILLE | 82387 | JOINT RECRUITING PROGRAM | USACE | 516 N BALTIMORE STE B | United States | Missouri | Adair | Kirksville | 63501 | 1 | 1.02
191352 | 823807 | 605 NORTH 10TH STREET SAVANNAH | 70132 | INDEPENDENT DUTY HOUSING PROGRAM | USACE | 605 North 10th Street | United States | Missouri | Andrew | Savannah | 64485 | 1 | 1.02
6165 | 29B90 | MEXICO | 290NG | MISSOURI NATIONAL GUARD | ARGUARD | 917 W Curtis ST | United States | Missouri | Audrain | Mexico | 65265 | 1 | 1.02
6236 | 29C00 | MONETT | 290NG | MISSOURI NATIONAL GUARD | ARGUARD | 300 Chapel DR | United States | Missouri | Barry | Monett | 65708 | 1 | 1.02
5792 | 29B65 | LAMAR | 290NG | MISSOURI NATIONAL GUARD | ARGUARD | 106 Broadway | United States | Missouri | Barton | Lamar | 64759 | 1 | 1.02
4510 | 29830 | COLUMBIA USARC | 27864 | 88TH RRC - MINNESOTA | ARRES | 1306 Business Loop 70 W | United States | Missouri | Boone | Columbia | 65201 | 1 | 1.02
4503 | 29A60 | COLUMBIA | 290NG | MISSOURI NATIONAL GUARD | ARGUARD | 5151 N Roger I. Wilson Memorial | United States | Missouri | Boone | Columbia | 65202 | 1 | 1.02
183765 | 82387-10538 | 2300 BERNADETTE DRIVE COLUMBIA | 82387 | JOINT RECRUITING PROGRAM | USACE | 2300 BERNADETTE DRIVE COLUMBIA MALL | United States | Missouri | Boone | Columbia | 65203 | 1 | 1.02
169912 | 29518 | ROCHEPORT, MO USARC | 27864 | 88TH RRC - MINNESOTA | ARRES |  | United States | Missouri | Boone | Rocheport | 65279 | 1 | 1.02
3222 | ULYB0001 | ROSECRANS MAP/139AG SITE # 1 | ULYB | ROSECRANS MAP/139AG | AFGUARD | 705 MEMORIAL DR | United States | Missouri | Buchanan | St. Joseph | 64503 | 1 | 1.02
188137 | ULYB0002 | ACROSS RUNWAY SITE # 2 | ULYB | ROSECRANS MAP/139AG | AFGUARD |  | United States | Missouri | Buchanan | St. Joseph | 64503 | 1 | 1.02
188138 | ULYB0003 | ATC AREA SITE # 3 | ULYB | ROSECRANS MAP/139AG | AFGUARD |  | United States | Missouri | Buchanan | St. Joseph | 64503 | 1 | 1.02
191462 | ULYB0004 | SOUTH GATE SITE # 4 | ULYB | ROSECRANS MAP/139AG | AFGUARD |  | United States | Missouri | Buchanan | St. Joseph | 64503 | 1 | 1.02
191463 | ULYB0005 | EAST LEASE CATM SITE # 5 | ULYB | ROSECRANS MAP/139AG | AFGUARD |  | United States | Missouri | Buchanan | St. Joseph | 64503 | 1 | 1.02
191464 | ULYB0006 | EAST LOT SITE # 6 | ULYB | ROSECRANS MAP/139AG | AFGUARD |  | United States | Missouri | Buchanan | St. Joseph | 64503 | 1 | 1.02
191465 | ULYB0007 | NEW FIRE HOUSE SITE # 7 | ULYB | ROSECRANS MAP/139AG | AFGUARD |  | United States | Missouri | Buchanan | St. Joseph | 64503 | 1 | 1.02
191466 | ULYB0008 | MASTER PLAN SITE # 8 | ULYB | ROSECRANS MAP/139AG | AFGUARD |  | United States | Missouri | Buchanan | St. Joseph | 64503 | 1 | 1.02
190620 | 822395 | 2115 NORTH BELT HIGHWAY SAINT JOSEPH | 82387 | JOINT RECRUITING PROGRAM | USACE | 2115 North Belt Highway | United States | Missouri | Buchanan | St. Joseph | 64506 | 1 | 1.02
7389 | 29C70 | ST JOSEPH | 290NG | MISSOURI NATIONAL GUARD | ARGUARD | 605 S Cemetary ST | United States | Missouri | Buchanan | St. Joseph | 64506 | 1 | 1.02
7390 | 29935 | ST JOSEPH USARC | 27864 | 88TH RRC - MINNESOTA | ARRES | 1201 North 36th Street | United States | Missouri | Buchanan | St. Joseph | 64506 | 1 | 1.02
185540 | 82387-12340 | N BELT HWY SAINT JOSEPH | 82387 | JOINT RECRUITING PROGRAM | USACE | 1403 N BELT HWY NORTHGATE SHPG CTR | United States | Missouri | Buchanan | St. Joseph | 64506 | 1 | 1.02
6846 | 29C40 | POPLAR BLUFF | 290NG | MISSOURI NATIONAL GUARD | ARGUARD | 1605 Cravens RD | United States | Missouri | Butler | Poplar Bluff | 63901 | 1 | 1.02
183307 | 82387-13025 | STERLING DR POPLAR BLUFF | 82387 | JOINT RECRUITING PROGRAM | USACE | 1235 STERLING DRIVE STERLING CENTRE | United States | Missouri | Butler | Poplar Bluff | 63901 | 1 | 1.02
190098 | 822198 | 65 COUNTY ROAD 4751 POPLAR BLUFF | 70132 | INDEPENDENT DUTY HOUSING PROGRAM | USACE | 65 County Road 4751 | United States | Missouri | Butler | Poplar Bluff | 63901 | 1 | 1.02
5138 | 29A95 | FULTON | 290NG | MISSOURI NATIONAL GUARD | ARGUARD | 1501 Westminster AVE | United States | Missouri | Callaway | Fulton | 65251 | 1 | 1.02
187941 | 810092 | 724 BRANCH ROAD HOLTS SUMMIT | 70132 | INDEPENDENT DUTY HOUSING PROGRAM | USACE | 724 Branch Road | United States | Missouri | Callaway | Holts Summit | 65043 | 1 | 1.02
5615 | 29B25 | JEFFERSON CITY AASF | 290NG | MISSOURI NATIONAL GUARD | ARGUARD | 1225 Cooper DR | United States | Missouri | Callaway | Jefferson City | 65101 | 1 | 1.02
170244 | 29A27 | CAMDENTON STORE FRONT | 290NG | MISSOURI NATIONAL GUARD | ARGUARD |  | United States | Missouri | Camden | Camdenton | 65020 | 1 | 1.02
5786 | 29999 | LAKE OF THE OZARKS RECREATION | 29995 | FORT LEONARD WOOD | ARACT | Just off HWY A, 12 miles north of Richland | United States | Missouri | Camden | Linn Creek | 65052 | 1 | 1.02
4312 | 29A30 | CAPE GIRARDEAU | 290NG | MISSOURI NATIONAL GUARD | ARGUARD | 2626 Independence | United States | Missouri | Cape Girardeau | Cape Girardeau | 63701 | 1 | 1.02
169893 | 29984 | USARC CAPE GIRARDEAU | 27864 | 88TH RRC - MINNESOTA | ARRES |  | United States | Missouri | Cape Girardeau | Cape Girardeau | 63701 | 1 | 1.02
182254 | 82387-12870 | S SILVER SPGS RD CAPE GIRARDEAU | 82387 | JOINT RECRUITING PROGRAM | USACE | 351 S SILVR SPGS RD WEST PARK OFCE BLDG | United States | Missouri | Cape Girardeau | Cape Girardeau | 63701 | 1 | 1.02
182255 | 82387-11343 | AUBURN PK PL CAPE GIRARDEAU | 82387 | JOINT RECRUITING PROGRAM | USACE | 3065 AUBURN PARK PL STE 312 | United States | Missouri | Cape Girardeau | Cape Girardeau | 63701 | 1 | 1.02
182256 | 18081-10119 | 339 BROADWAY ST CAPE GIRARDEAU | 18081 | ARMY MISSION SUPPORT | USACE | 339 BROADWAY ST | United States | Missouri | Cape Girardeau | Cape Girardeau | 63701 | 1 | 1.02
182257 | 82387-10683 | 3019 WILLIAM ST CAPE GIRARDEAU | 82387 | JOINT RECRUITING PROGRAM | USACE | 3019 WILLIAM ST | United States | Missouri | Cape Girardeau | Cape Girardeau | 63701 | 1 | 1.02
5570 | 29B10 | JACKSON | 290NG | MISSOURI NATIONAL GUARD | ARGUARD | 224 W Park ST | United States | Missouri | Cape Girardeau | Jackson | 63755 | 1 | 1.02
3991 | 29880 | BELTON USARC | 27864 | 88TH RRC - MINNESOTA | ARRES | 1200 Westover | United States | Missouri | Cass | Belton | 64012 | 1 | 1.03
1212 | N00639-RG | NMCB15 RICHARDS-GEBAUR | N00639 | NAVSUPPACT MIDSOUTH MEMPHIS TN | NAVRES |  | United States | Missouri | Cass | Belton | 64012 | 1 | 1.03
182651 | 82387-10372 | 17047 BEL RAY BLVD BELTON | 82387 | JOINT RECRUITING PROGRAM | USACE | 17047 BEL RAY BLVD | United States | Missouri | Cass | Belton | 64012 | 1 | 1.03
191197 | 823749 | 503 FAIRWAY ROAD BELTON | 70132 | INDEPENDENT DUTY HOUSING PROGRAM | USACE | 503 Fairway Road | United States | Missouri | Cass | Belton | 64012 | 1 | 1.03
76 | M67386-0001 | W BALES | M67386 | MCSPTACT KANSAS CITY MO | MCACT | 15612 Bales Avenue | United States | Missouri | Cass | Belton | 64147 | 1 | 1.03
77 | M67386-0002 | E BALES | M67386 | MCSPTACT KANSAS CITY MO | MCACT | 3805 East 155th Street | United States | Missouri | Cass | Belton | 64147 | 1 | 1.03
80 | M67386-0006 | S E 155TH ST | M67386 | MCSPTACT KANSAS CITY MO | MCACT | 4153 East 155th Street | United States | Missouri | Cass | Belton | 64147 | 1 | 1.03
82 | M67386-0008 | PPV HOUSING | M67386 | MCSPTACT KANSAS CITY MO | MCACT | 5000 Andrews Road | United States | Missouri | Cass | Belton | 64147 | 1 | 1.03
187828 | 29342 | KANSAS CITY, BELTON USARC | 27864 | 88TH RRC - MINNESOTA | ARRES |  | United States | Missouri | Cass | Belton | 64147 | 1 | 1.03
5365 | 29B03 | HARRISONVILLE | 290NG | MISSOURI NATIONAL GUARD | ARGUARD | 1503 Jefferson Parkway | United States | Missouri | Cass | Harrisonville | 64701 | 1 | 1.02
190847 | 823250 | 970 PINEWOOD LANE NIXA | 70132 | INDEPENDENT DUTY HOUSING PROGRAM | USACE | 970 Pinewood Lane | United States | Missouri | Christian | Nixa | 65714 | 1 | 1.02
170282 | 29758 | OZARK STORE FRONT | 290NG | MISSOURI NATIONAL GUARD | ARGUARD |  | United States | Missouri | Christian | Ozark | 65721 | 1 | 1.02
190879 | 822924 | 8549 N. CHURCH RD KANSAS CITY | 82387 | JOINT RECRUITING PROGRAM | USACE | 8549 North Church Road | United States | Missouri | Clay | Kansas City | 64157 | 1 | 1.03
187515 | 801200 | VICTORY LANE LIBERTY | 82387 | JOINT RECRUITING PROGRAM | USACE | Victory Lane | United States | Missouri | Clay | Liberty | 64068 | 1 | 1.03
189079 | 821138 | 304 S. WEST STREET CAMERON | 70132 | INDEPENDENT DUTY HOUSING PROGRAM | USACE | 304 S. West Street | United States | Missouri | Clinton | Cameron | 64429 | 1 | 1.02
4363 | 29A43 | CENTERTOWN | 290NG | MISSOURI NATIONAL GUARD | ARGUARD | 1416 Monroe ST | United States | Missouri | Cole | Centertown | 65023 | 1 | 1.02
5614 | 29B15 | JEFFERSON CITY | 290NG | MISSOURI NATIONAL GUARD | ARGUARD | 801 Armory DR | United States | Missouri | Cole | Jefferson City | 65101 | 1 | 1.02
5616 | 29855 | JEFFERSON CITY USARC | 27864 | 88TH RRC - MINNESOTA | ARRES | 1749 Tanner Bridge Road | United States | Missouri | Cole | Jefferson City | 65101 | 1 | 1.02
7609 | 29B16 | TS IKE SKELTON JEFFERSON CITY | 290NG | MISSOURI NATIONAL GUARD | ARGUARD | 2101 Schotthill Woods DR | United States | Missouri | Cole | Jefferson City | 65101 | 1 | 1.02
191015 | 823414 | 2509 MISSOURI BLVD. JEFFERSON CITY | 82387 | JOINT RECRUITING PROGRAM | USACE | 2509 Missouri Blvd. | United States | Missouri | Cole | Jefferson City | 65101 | 1 | 1.02
187880 | 810093 | 253 MADELINES PARK CIRCLE JEFFERSON CITY | 70132 | INDEPENDENT DUTY HOUSING PROGRAM | USACE | 253 Madelines Park Circle | United States | Missouri | Cole | Jefferson City | 65109 | 1 | 1.02
4099 | 29A25 | BOONVILLE | 290NG | MISSOURI NATIONAL GUARD | ARGUARD | 1306 Locust ST | United States | Missouri | Cooper | Boonville | 65233 | 1 | 1.02
5716 | 29B45 | KENNETT | 290NG | MISSOURI NATIONAL GUARD | ARGUARD | 1450 N By-Pass | United States | Missouri | Dunklin | Kennett | 63857 | 1 | 1.02
7384 | 29C65 | ST CLAIR | 290NG | MISSOURI NATIONAL GUARD | ARGUARD | 2185 45th AVE SE | United States | Missouri | Franklin | St. Clair | 63077 | 1 | 1.02
7795 | 29975 | WASHINGTON USARC-MO-29975 | 27864 | 88TH RRC - MINNESOTA | ARRES | 1101 North Park Drive | United States | Missouri | Franklin | Washington | 63090 | 1 | 1.02
185312 | 710522 | 1330 WEST 5TH STREET WASHINGTON | 18081 | ARMY MISSION SUPPORT | USACE | 1330 West 5th Street | United States | Missouri | Franklin | Washington | 63090 | 1 | 1.02
185313 | 82387-10446 | 2002 PHOENIX CENTER WASHINGTON | 82387 | JOINT RECRUITING PROGRAM | USACE | 2002 PHOENIX CENTER | United States | Missouri | Franklin | Washington | 63090 | 1 | 1.02
185314 | 82387-10411 | 1911 BEDFORD CENTER DRIVE WASHINGTON | 82387 | JOINT RECRUITING PROGRAM | USACE | 1911 BEDFORD CENTER DRIVE BEDFORD CENTER | United States | Missouri | Franklin | Washington | 63090 | 1 | 1.02
3733 | 29A05 | ALBANY | 290NG | MISSOURI NATIONAL GUARD | ARGUARD | 411 N College AVE | United States | Missouri | Gentry | Albany | 64402 | 1 | 1.02
7347 | 29C95 | SPRINGFIELD | 290NG | MISSOURI NATIONAL GUARD | ARGUARD | 1100 N Ash ST | United States | Missouri | Greene | Springfield | 65802 | 1 | 1.02
7353 | 29925 | SPRINGFIELD AFRC | 27864 | 88TH RRC - MINNESOTA | ARRES | 111O N Fremont Ave | United States | Missouri | Greene | Springfield | 65802 | 1 | 1.02
7357 | 2900A | SPRINGFIELD USARC | 27864 | 88TH RRC - MINNESOTA | ARRES |  | United States | Missouri | Greene | Springfield | 65802 | 1 | 1.02
188990 | 29C96 | SPRINGFIELD LEASED ARMORY | 290NG | MISSOURI NATIONAL GUARD | ARGUARD |  | United States | Missouri | Greene | Springfield | 65802 | 1 | 1.02
7355 | 29D00 | SPRINGFIELD AVCRAD | 290NG | MISSOURI NATIONAL GUARD | ARGUARD | 5255 HWY 76 E | United States | Missouri | Greene | Springfield | 65803 | 1 | 1.02
9506 | 29809 | SPRINGFIELD AVCRAD (NEW) | 290NG | MISSOURI NATIONAL GUARD | ARGUARD |  | United States | Missouri | Greene | Springfield | 65803 | 1 | 1.02
186807 | 801202 | KANSAS EXPRESSWAY SPRINGFIELD | 82387 | JOINT RECRUITING PROGRAM | USACE | Kansas Expressway | United States | Missouri | Greene | Springfield | 65803 | 1 | 1.02
185110 | 82387-11654 | E BATTLEFIELD SPRINGFIELD | 82387 | JOINT RECRUITING PROGRAM | USACE | 1550 E BATTLEFIELD GALLERIA SHPG CTR | United States | Missouri | Greene | Springfield | 65804 | 1 | 1.02
185822 | 82387-11752 | E SEMINOLE SPRINGFIELD | 82387 | JOINT RECRUITING PROGRAM | USACE | 1803 E SEMINOLE TOWER GROVE SHPG CTR | United States | Missouri | Greene | Springfield | 65804 | 1 | 1.02
185853 | 82387-12823 | S KIMBROUGH ST SPRINGFIELD | 82387 | JOINT RECRUITING PROGRAM | USACE | 3019 S KIMBROUGH ST | United States | Missouri | Greene | Springfield | 65804 | 1 | 1.02
185111 | 800141 | 940 SOUTH NATIONAL AVE SPRINGFIELD | 82387 | JOINT RECRUITING PROGRAM | USACE | 940 South National Avenue | United States | Missouri | Greene | Springfield | 65806 | 1 | 1.02
191877 | 824226 | 401 S. KIMBROUGH SPRINGFIELD | 82387 | JOINT RECRUITING PROGRAM | USACE | 401 S. Kimbrough | United States | Missouri | Greene | Springfield | 65806 | 1 | 1.02
190658 | 822985 | 4327 S. NATIONAL AVE SPRINGFIELD | 82387 | JOINT RECRUITING PROGRAM | USACE | 4327 S. National Avenue | United States | Missouri | Greene | Springfield | 65810 | 1 | 1.02
7588 | 29D02 | TRENTON | 290NG | MISSOURI NATIONAL GUARD | ARGUARD | 1461 Industrial Pk DR | United States | Missouri | Grundy | Trenton | 64683 | 1 | 1.02
4014 | 29825 | BETHANY USARC | 27864 | 88TH RRC - MINNESOTA | ARRES | 2802 Miller Street | United States | Missouri | Harrison | Bethany | 64424 | 1 | 1.02
4463 | 29A55 | CLINTON | 290NG | MISSOURI NATIONAL GUARD | ARGUARD | 810 S Marigold | United States | Missouri | Henry | Clinton | 64735 | 1 | 1.02
7856 | 29D40 | WEST PLAINS | 290NG | MISSOURI NATIONAL GUARD | ARGUARD | 1141 Access RD | United States | Missouri | Howell | West Plains | 65775 | 1 | 1.02
185317 | 82387-11925 | GIBSON WEST PLAINS | 82387 | JOINT RECRUITING PROGRAM | USACE | 1601 GIBSON | United States | Missouri | Howell | West Plains | 65775 | 1 | 1.02
182832 | 82387-10181 | 1249 S 7 HWY BLUE SPRINGS | 82387 | JOINT RECRUITING PROGRAM | USACE | 1249 S 7 HWY UNIT C | United States | Missouri | Jackson | Blue Springs | 64014 | 1 | 1.02
182251 | 82387-11401 | BLUE RIDGE EXT GRANDVIEW | 82387 | JOINT RECRUITING PROGRAM | USACE | 12121 BLUE RIDGE EXT STE A | United States | Missouri | Jackson | Grandview | 64030 | 1 | 1.02
190703 | 822888 | 7815 E. 130TH COURT GRANDVIEW | 70132 | JOINT RECRUITING PROGRAM | USACE | 7815 E. 130th Court | United States | Missouri | Jackson | Grandview | 64030 | 1 | 1.02
5781 | 29405 | LAKE CITY AAP | 29405 | LAKE CITY ARMY AMMUNITION PLANT | ARACT | South of the Intersection of N Lake City Valley Rd and E Heidelberger Rd | United States | Missouri | Jackson | Independence | 64051 | 1.05 | 1.08
5530 | 29B05 | INDEPENDENCE | 290NG | MISSOURI NATIONAL GUARD | ARGUARD | 2323 S Crysler | United States | Missouri | Jackson | Independence | 64052 | 1 | 1.03
5533 | 29898 | INDEPENDENCE USARC | 27864 | 88TH RRC - MINNESOTA | ARRES | 11101 E Independence Avenue | United States | Missouri | Jackson | Independence | 64054 | 1 | 1.03
170259 | 29B06 | INDEPENDENCE STORE FRONT | 290NG | MISSOURI NATIONAL GUARD | ARGUARD |  | United States | Missouri | Jackson | Independence | 64057 | 1 | 1.02
185405 | 800138 | 4000 LITTLE BLUE PARKWAY SUITES A-D INDEPENDENCE | 82387 | JOINT RECRUITING PROGRAM | USACE | 4000 Little Blue Parkway | United States | Missouri | Jackson | Independence | 64057 | 1 | 1.02
185407 | 18081-10615 | SEC 36 T50N R31W INDEPENDENCE | 18081 | ARMY MISSION SUPPORT | USACE | SEC 36 T50N R31W | United States | Missouri | Jackson | Independence | 64057 | 1 | 1.03
185867 | 800137 | 3720 S. ARROWHEAD AVE. INDEPENDENCE | 82387 | JOINT RECRUITING PROGRAM | USACE | 4327 S. National Avenue | United States | Missouri | Jackson | Independence | 64057 | 1 | 1.02
188401 | 820170 | KANSAS CITY | 18081 | ARMY MISSION SUPPORT | USACE |  | United States | Missouri | Jackson | Kansas City | 64106 | 1 | 1.03
188699 | 820678 | 18 TROOST KANSAS CITY | 24194 |  | USACE | 18 Troost | United States | Missouri | Jackson | Kansas City | 64106 | 1 | 1.03
190960 | 29388 | 9221 WARD PARKWAY KANSAS CITY | 08005 | FORT CARSON | ARACT | 9221 Ward Parkway | United States | Missouri | Jackson | Kansas City | 64114 | 1 | 1.03
170279 | 29992 | NORTH KANSAS CITY STORE FRONT | 290NG | MISSOURI NATIONAL GUARD | ARGUARD |  | United States | Missouri | Jackson | Kansas City | 64118 | 1 | 1.03
5692 | 29B40 | KANSAS CITY | 290NG | MISSOURI NATIONAL GUARD | ARGUARD | 7600 Ozark RD | United States | Missouri | Jackson | Kansas City | 64129 | 1 | 1.03
843 | N00639-KC | NOSC KANSAS CITY MO | N00639 | NAVSUPPACT MIDSOUTH MEMPHIS TN | NAVACT | 3100 East Brush Creek Boulevard | United States | Missouri | Jackson | Kansas City | 64130 | 1 | 1.03
7621 | 29C50 | TS RAYTOWN | 290NG | MISSOURI NATIONAL GUARD | ARGUARD | 8800 Raytown RD | United States | Missouri | Jackson | Kansas City | 64138 | 1 | 1.03
78 | M67386-0003 | N E 155TH ST | M67386 | MCSPTACT KANSAS CITY MO | MCACT | 15431 ANDREWS RD | United States | Missouri | Jackson | Kansas City | 64147 | 1 | 1.03
79 | M67386-0005 | NE HICKHAM | M67386 | MCSPTACT KANSAS CITY MO | MCACT | 15400 ANDREWS RD | United States | Missouri | Jackson | Kansas City | 64147 | 1 | 1.03
86 | M67386-0012 | RICHARDS GEBAUR ARS | M67386 | MCSPTACT KANSAS CITY MO | MCACT | 614 ANDREWS RD | United States | Missouri | Jackson | Kansas City | 64147 | 1 | 1.03
190005 | 29504 | BELTON (GTA) | 27864 | 88TH RRC - MINNESOTA | ARRES |  | United States | Missouri | Jackson | Kansas City | 64147 | 1 | 1.03
188579 | M00264-BA | BANNISTER FEDERAL COMPLEX | M00264 | MARINE CORPS BASE QUANTICO VA | MCACT |  | United States | Missouri | Jackson | Kansas City | 64170 | 1 | 1.03
4337 | 29A35 | CARTHAGE | 290NG | MISSOURI NATIONAL GUARD | ARGUARD | 1800 Richard Webster DR | United States | Missouri | Jasper | Carthage | 64836 | 1 | 1.02
5661 | 29865 | JOPLIN USARC | 27864 | 88TH RRC - MINNESOTA | ARRES | 1001 North Murphy Blvd | United States | Missouri | Jasper | Joplin | 64801 | 1 | 1.02
5659 | 29B36 | JOPLIN | 290NG | MISSOURI NATIONAL GUARD | ARGUARD | 2000 W 32D ST | United States | Missouri | Jasper | Joplin | 64804 | 1 | 1.02
5660 | 29B35 | JOPLIN MVSB | 290NG | MISSOURI NATIONAL GUARD | ARGUARD | 16th Empire | United States | Missouri | Jasper | Joplin | 64804 | 1 | 1.02
170228 | 29A11 | ARNOLD STORE FRONT | 290NG | MISSOURI NATIONAL GUARD | ARGUARD |  | United States | Missouri | Jefferson | Arnold | 63010 | 1 | 1.02
170447 | STNX0001 | NGA ARNOLD SITE | VDYD | SCOTT AFB | ARGUARD |  | United States | Missouri | Jefferson | Arnold | 63010 | 1 | 1.02
183966 | 800136 | 2188 MICHIGAN AVE ARNOLD | 82387 | JOINT RECRUITING PROGRAM | USACE | 2188 Michigan Avenue | United States | Missouri | Jefferson | Arnold | 63010 | 1 | 1.02
4710 | 29A65 | DESOTO | 290NG | MISSOURI NATIONAL GUARD | ARGUARD | 1555 Veterans DR | United States | Missouri | Jefferson | De Soto | 63020 | 1 | 1.02
4937 | 29A85 | FESTUS | 290NG | MISSOURI NATIONAL GUARD | ARGUARD | 2740 HWY P | United States | Missouri | Jefferson | Festus | 63028 | 1 | 1.02
187576 | 800736 | FESTUS CENTER FESTUS | 82387 | JOINT RECRUITING PROGRAM | USACE | 300-356 Festus Centre Drive | United States | Missouri | Jefferson | Festus | 63028 | 1 | 1.02
7783 | 29D10 | WARRENSBURG | 290NG | MISSOURI NATIONAL GUARD | ARGUARD | 201 E Gay ST | United States | Missouri | Johnson | Warrensburg | 64093 | 1 | 1.02
170307 | 29D11 | WARENSBURG STORE FRONT | 290NG | MISSOURI NATIONAL GUARD | ARGUARD |  | United States | Missouri | Johnson | Warrensburg | 64093 | 1 | 1.02
187534 | 801203 | EAST COOPER AVENUE WARRENSBURG | 82387 | JOINT RECRUITING PROGRAM | USACE | East Cooper Avenue | United States | Missouri | Johnson | Warrensburg | 64093 | 1 | 1.02
3420 | YWHG0001 | WHITEMAN SITE # 1 | YWHG | WHITEMAN | AFACT | 187 West Spirit Boulevard | United States | Missouri | Johnson | Whiteman AFB | 65305 | 1.1 | 1.12
7883 | 29B60 | WHITEMAN AFB KNOB NOSTER | 290NG | MISSOURI NATIONAL GUARD | ARGUARD | 150-74 6th AVE | United States | Missouri | Johnson | Whiteman AFB | 65305 | 1.1 | 1.12
5847 | 29B70 | LEBANON | 290NG | MISSOURI NATIONAL GUARD | ARGUARD | 301 W Freemont | United States | Missouri | Laclede | Lebanon | 65536 | 1 | 1.02
185603 | 82387-12846 | S MONROE LEBANON | 82387 | JOINT RECRUITING PROGRAM | USACE | 742 S. MONROE | United States | Missouri | Laclede | Lebanon | 65536 | 1 | 1.02
5886 | 29B75 | LEXINGTON | 290NG | MISSOURI NATIONAL GUARD | ARGUARD | 408 S 26 ST | United States | Missouri | Lafayette | Lexington | 64067 | 1 | 1.02
3894 | 29A15 | AURORA | 290NG | MISSOURI NATIONAL GUARD | ARGUARD | 1076 Highland ST | United States | Missouri | Lawrence | Aurora | 65605 | 1 | 1.02
6789 | 29C31 | PIERCE CITY (NEW) | 290NG | MISSOURI NATIONAL GUARD | ARGUARD | 600 S Pine ST | United States | Missouri | Lawrence | Pierce City | 65723 | 1 | 1.02
4428 | 29A50 | CHILLICOTHE | 290NG | MISSOURI NATIONAL GUARD | ARGUARD | 1500 Washington ST | United States | Missouri | Livingston | Chillicothe | 64601 | 1 | 1.02
182258 | 82387-13347 | WASHINGTON ST CHILLICOTHE | 82387 | JOINT RECRUITING PROGRAM | USACE | 823 WASHINGTON ST | United States | Missouri | Livingston | Chillicothe | 64601 | 1 | 1.02
182259 | 82387-10832 | 410 S. WASHINGTON ST. CHILLICOTHE | 82387 | JOINT RECRUITING PROGRAM | USACE | 410 S. WASHINGTON ST. | United States | Missouri | Livingston | Chillicothe | 64601 | 1 | 1.02
6005 | 29B77 | MACON | 290NG | MISSOURI NATIONAL GUARD | ARGUARD | 1616 S Missouri ST | United States | Missouri | Macon | Macon | 63552 | 1 | 1.02
6008 | 29B78 | MACON TS | 290NG | MISSOURI NATIONAL GUARD | ARGUARD | 29614 Jaguar ST | United States | Missouri | Macon | Macon | 63552 | 1 | 1.02
5093 | 29A90 | FREDERICKTOWN | 290NG | MISSOURI NATIONAL GUARD | ARGUARD | 104 Armory ST | United States | Missouri | Madison | Fredericktown | 63645 | 1 | 1.02
5348 | 29B00 | HANNIBAL | 290NG | MISSOURI NATIONAL GUARD | ARGUARD | 561 US HWY 61 S | United States | Missouri | Marion | Hannibal | 63401 | 1 | 1.02
3802 | 29A10 | ANDERSON | 290NG | MISSOURI NATIONAL GUARD | ARGUARD | 710 Anderson ST | United States | Missouri | McDonald | Anderson | 64831 | 1 | 1.02
186918 | 800741 | BAGNELL DAM BLVD LAKE OZARK | 82387 | JOINT RECRUITING PROGRAM | USACE | Bagnell Dam Blvd | United States | Missouri | Miller | Lake Ozark | 65049 | 1 | 1.02
6857 | 29C45 | PORTAGEVILLE | 290NG | MISSOURI NATIONAL GUARD | ARGUARD | 400 W 10th ST | United States | Missouri | New Madrid | Portageville | 63873 | 1 | 1.02
184572 | 82387-12459 | N RANGELINE JOPLIN | 82387 | JOINT RECRUITING PROGRAM | USACE | 402 N RANGELINE STES 5-6-7-8 | United States | Missouri | Newton | Joplin | 64801 | 1 | 1.02
187502 | 800738 | EAST 29TH JOPLIN | 82387 | JOINT RECRUITING PROGRAM | USACE | East 29th Street | United States | Missouri | Newton | Joplin | 64804 | 1 | 1.02
6311 | 29155 | MTA CAMP CROWDER NEOSHO | 29155 | CAMP CROWDER NEOSHO | ARGUARD | 890 Ray A Carver AVE | United States | Missouri | Newton | Neosho | 64850 | 1 | 1.02
6106 | 29B85 | MARYVILLE | 290NG | MISSOURI NATIONAL GUARD | ARGUARD | 1407 N Country Club DR | United States | Missouri | Nodaway | Maryville | 64468 | 1 | 1.02
6745 | 29C25 | PERRYVILLE | 290NG | MISSOURI NATIONAL GUARD | ARGUARD | 905 S KingsHWY | United States | Missouri | Perry | Perryville | 63775 | 1 | 1.02
7213 | 29C85 | SEDALIA | 290NG | MISSOURI NATIONAL GUARD | ARGUARD | 2001 Clarendon RD | United States | Missouri | Pettis | Sedalia | 65301 | 0.99 | 1
185541 | 82387-10253 | 1400 S. LIMIT AVE. SEDALIA | 82387 | JOINT RECRUITING PROGRAM | USACE | 1400 S. LIMIT AVENUE | United States | Missouri | Pettis | Sedalia | 65301 | 0.99 | 1
185542 | 82387-10290 | 14TH AND LIMITED SEDALIA | 82387 | JOINT RECRUITING PROGRAM | USACE | 14TH AND LIMITED STATE FAIRGRDS SHPG | United States | Missouri | Pettis | Sedalia | 65301 | 0.99 | 1
7054 | 29C60 | ROLLA | 290NG | MISSOURI NATIONAL GUARD | ARGUARD | 201 Fairgrounds RD | United States | Missouri | Phelps | Rolla | 65401 | 1.06 | 1.09
182346 | 82387-13168 | W 10TH ROLLA | 82387 | JOINT RECRUITING PROGRAM | USACE | 102-04-06-08 W 10TH | United States | Missouri | Phelps | Rolla | 65401 | 1.06 | 1.09
186239 | 24194-10002 | E 12TH ST KANSAS CITY | 24194 |  | USACE | 601 E 12TH ST RICHARD BOLLING FB | United States | Missouri | Platte | Kansas City | 64106 | 1 | 1.03
189134 | 821085 | 6900 NW 83RD KANSAS CITY | 82387 | JOINT RECRUITING PROGRAM | USACE | 6900 NW 83rd Street | United States | Missouri | Platte | Kansas City | 64125 | 1 | 1.02
182684 | 82387-10053 | 10300 NW PRAIRIE VW KANSAS CITY | 66155 |  | USACE | 10300 NW PRAIRIE VW | United States | Missouri | Platte | Kansas City | 64154 | 1 | 1.03
185451 | 82387-11648 | E ALDRICH RD BOLIVAR | 82387 | JOINT RECRUITING PROGRAM | USACE | 800 E. ALDRICH ROAD STE 2 | United States | Missouri | Polk | Bolivar | 65613 | 1 | 1.02
5024 | 29995 | FORT LEONARD WOOD | 29995 | FORT LEONARD WOOD | ARACT | South of the Intersection of Missouri Ave and First St | United States | Missouri | Pulaski | Fort Leonard Wood | 65473 | 1.06 | 1.09
185606 | 82387-10375 | 1706B, BUILDING FORT LEONARD WOOD | 82387 | JOINT RECRUITING PROGRAM | USACE | 1706B, BUILDING | United States | Missouri | Pulaski | Fort Leonard Wood | 65473 | 1.06 | 1.09
2100 | HGSK0001 | FORT LEONARD WOOD RANGE SITE # 1 | MSQB | LAMBERT-ST LOUIS | AFGUARD | 21900 HWY 17 SOUTH | United States | Missouri | Pulaski | Laquey | 65534 | 1.06 | 1.09
190631 | 822893 | 310 ST ROBERT BLVD ST ROBERT | 82387 | JOINT RECRUITING PROGRAM | USACE | 310 St Robert Blvd | United States | Missouri | Pulaski | St Robert | 65583 | 1 | 1.02
191785 | 824315 | 332 MARSHALL DRIVE WAYNESVILLE | 82387 | JOINT RECRUITING PROGRAM | USACE | 332 Marshall Drive | United States | Missouri | Pulaski | St Robert | 65583 | 1 | 1.02
5349 | 2938A | HANNIBAL USARC | 27864 | 88TH RRC - MINNESOTA | ARRES |  | United States | Missouri | Ralls | Hannibal | 63401 | 1 | 1.02
185781 | 82387-12257 | MELGROVE LN HANNIBAL | 82387 | JOINT RECRUITING PROGRAM | USACE | NO. 2 MELGROVE LANE STE 6 | United States | Missouri | Ralls | Hannibal | 63401 | 1 | 1.02
6226 | 29B95 | MOBERLY | 290NG | MISSOURI NATIONAL GUARD | ARGUARD | 310 E Mckinsey ST | United States | Missouri | Randolph | Moberly | 65270 | 1 | 1.02
6996 | 29C55 | RICHMOND | 290NG | MISSOURI NATIONAL GUARD | ARGUARD | 860 E Lexington | United States | Missouri | Ray | Richmond | 64085 | 1 | 1.02
4742 | 29A75 | DONIPHAN | 290NG | MISSOURI NATIONAL GUARD | ARGUARD | 401 Walnut ST | United States | Missouri | Ripley | Doniphan | 63935 | 1 | 1.02
6092 | 29B80 | MARSHALL | 290NG | MISSOURI NATIONAL GUARD | ARGUARD | 475 S Davis ST | United States | Missouri | Saline | Marshall | 65340 | 1 | 1.02
7279 | 29C90 | SIKESTON | 290NG | MISSOURI NATIONAL GUARD | ARGUARD | 300 S Main ST | United States | Missouri | Scott | Sikeston | 63801 | 1 | 1.02
188229 | 820040 | 1213 S. MAIN ST SIKESTON | 82387 | JOINT RECRUITING PROGRAM | USACE | 1213 S. Main Street | United States | Missouri | Scott | Sikeston | 63801 | 1 | 1.02
7405 | 29985 | WELDON SPRING USARC | 27864 | 88TH RRC - MINNESOTA | ARRES |  | United States | Missouri | St. Charles | St. Charles | 63304 | 1 | 1.02
7408 | 2900B | ST. PETERS USARC | 27864 | 88TH RRC - MINNESOTA | ARRES |  | United States | Missouri | St. Charles | St. Peters | 63105 | 1 | 1.02
170406 | 29A03 | ST PETERS STORE FRONT | 290NG | MISSOURI NATIONAL GUARD | ARGUARD |  | United States | Missouri | St. Charles | St. Peters | 63376 | 1 | 1.02
185700 | 82387-12271 | MID RIVERS DR SAINT PETERS | 82387 | JOINT RECRUITING PROGRAM | USACE | 1600 MID RIVERS DR UNIT 254 | United States | Missouri | St. Charles | St. Peters | 63376 | 1 | 1.02
191860 | 824410 | 220 MID RIVERS CENTER SAINT PETERS | 82387 | JOINT RECRUITING PROGRAM | USACE | 220 Mid Rivers Drive | United States | Missouri | St. Charles | St. Peters | 63376 | 1 | 1.02
185315 | 800142 | WENTZVILLE MARKETPLACE WENTZVILLE | 82387 | JOINT RECRUITING PROGRAM | USACE | 15378 Veterans Memorial Parkway | United States | Missouri | St. Charles | Wentzville | 63385 | 1 | 1.02
186198 | 800747 | PEARCE BLVD WENTZVILLE | 82387 | JOINT RECRUITING PROGRAM | USACE | Pearce Blvd | United States | Missouri | St. Charles | Wentzville | 63385 | 1 | 1.02
191843 | 824438 | 149 HOMESHIRE DRIVE WENTZVILLE | 70132 | INDEPENDENT DUTY HOUSING PROGRAM | USACE | 149 Homeshire Drive | United States | Missouri | St. Charles | Wentzville | 63385 | 1 | 1.02
188618 | 820611 | 1028 SHADOWOAD DRIVE BALLWIN | 70132 | INDEPENDENT DUTY HOUSING PROGRAM | USACE | 1028 Shadowoad Drive | United States | Missouri | St. Francois | Ballwin | 63021 | 1 | 1.02
4922 | 29A80 | FARMINGTON | 290NG | MISSOURI NATIONAL GUARD | ARGUARD | 1210 Morris ST | United States | Missouri | St. Francois | Farmington | 63640 | 1 | 1.02
4924 | 29832 | FARMINGTON USARC | 27864 | 88TH RRC - MINNESOTA | ARRES | 1610 W. Columbia St. | United States | Missouri | St. Francois | Farmington | 63640 | 1 | 1.02
188300 | 820210 | 301 N WASHINGTON SQUARE FARMINGTON | 82387 | JOINT RECRUITING PROGRAM | USACE | 301 N. Washington Square | United States | Missouri | St. Francois | Farmington | 63640 | 1 | 1.02
188359 | 820053 | 694 WALTON DRIVE FARMINGTON | 82387 | JOINT RECRUITING PROGRAM | USACE | 694 Walton Drive | United States | Missouri | St. Francois | Farmington | 63640 | 1 | 1.02
184946 | 82387-12225 | MANCHESTER RD BALLWIN | 82387 | JOINT RECRUITING PROGRAM | USACE | 15425 MANCHESTER RD #10 | United States | Missouri | St. Louis | Ballwin | 63011 | 1 | 1.02
170230 | 29A19 | BALLWIN STORE FRONT | 290NG | MISSOURI NATIONAL GUARD | ARGUARD |  | United States | Missouri | St. Louis | Ballwin | 63105 | 1 | 1.02
187745 | MSQB0002 | LAMBERT-ST. LOUIS SITE #2 - NORTH | MSQB | LAMBERT-ST LOUIS | AFGUARD |  | United States | Missouri | St. Louis | Bridgeton | 63044 | 1 | 1.02
190699 | 822818 | 754 TIMBER VALLEY COURT CHESTERFIELD | 70132 | INDEPENDENT DUTY HOUSING PROGRAM | USACE | 754 Timber Valley Court | United States | Missouri | St. Louis | Chesterfield | 63005 | 1 | 1.02
191850 | 824489 | 182 MARCREST DRIVE CHESTERFIELD | 70132 | INDEPENDENT DUTY HOUSING PROGRAM | USACE | 182 Marcrest Drive | United States | Missouri | St. Louis | Chesterfield | 63017 | 1 | 1.02
191184 | 823281 | 4100 FORREST PARK AVE. CLAYTON | 82387 | JOINT RECRUITING PROGRAM | USACE | 4100 Forrest Park Avenue | United States | Missouri | St. Louis | Clayton | 63105 | 1 | 1.02
191039 | 823177 | 999 EXECUTIVE PARKWAY CREVE COEUR | 82387 | JOINT RECRUITING PROGRAM | USACE | 999 Executive Parkway | United States | Missouri | St. Louis | Creve Coeur | 63141 | 1 | 1.02
190763 | 823101 | 430 WINTER BLUFF DRIVE FENTON | 70132 | INDEPENDENT DUTY HOUSING PROGRAM | USACE | 430 Winter Bluff Drive | United States | Missouri | St. Louis | Fenton | 63026 | 1 | 1.02
170189 | 29121 | FLORISSANT STORE FRONT | 290NG | MISSOURI NATIONAL GUARD | ARGUARD |  | United States | Missouri | St. Louis | Florissant | 63033 | 1 | 1.02
182432 | 82387-12949 | SHOPPES AT CROSS KEYS FLORISSANT | 82387 | JOINT RECRUITING PROGRAM | USACE | SHOPPES AT CROSS KEYS | United States | Missouri | St. Louis | Florissant | 63033 | 1 | 1.02
2392 | LTUY0001 | JEFFERSON BARRACKS ANGS SITE # 1 | LTUY | JEFFERSON BARRACKS ANGS | AFGUARD | 65 W. KEARNEY ST | United States | Missouri | St. Louis | Jefferson Barracks | 63125 | 1 | 1.02
5612 | 29C75 | JEFFERSON BKS ST LOUIS | 290NG | MISSOURI NATIONAL GUARD | ARGUARD | 78 Davis ST | United States | Missouri | St. Louis | Jefferson Barracks | 63125 | 1 | 1.02
185310 | 82387-12224 | MANCHESTER MANCHESTER | 82387 | JOINT RECRUITING PROGRAM | USACE | 14347-49 MANCHESTER SPACES I & J | United States | Missouri | St. Louis | Manchester | 63011 | 1 | 1.02
182380 | 82387-11284 | 9700 PAGE BLVD OVERLAND | 82387 | JOINT RECRUITING PROGRAM | USACE | 9700 PAGE BLVD PERVEDEL BLDG | United States | Missouri | St. Louis | Overland | 63114 | 1 | 1.02
182381 | 18081-10227 | 9700 PAGE BLVD OVERLAND | 18081 | ARMY MISSION SUPPORT | USACE | 9700 PAGE BLVD BLDG 100 | United States | Missouri | St. Louis | Overland | 63132 | 1 | 1.02
185592 | 18081-10070 | 1655 WOODSON RD OVERLAND | 18081 | ARMY MISSION SUPPORT | USACE | 1655 WOODSON RD BLDG 201 | United States | Missouri | St. Louis | Overland | 63132 | 1 | 1.02
183176 | 82387-11580 | CYPRESS VILLAGE SAINT ANN | 82387 | JOINT RECRUITING PROGRAM | USACE | CYPRESS VILLAGE 10929 ST. CHARLES ROCK RD. | United States | Missouri | St. Louis | St. Ann | 63074 | 1 | 1.02
856 | N00639-SL | NAVOPSPTCEN ST LOUIS MO | N00639 | NAVSUPPACT MIDSOUTH MEMPHIS TN | NAVACT | 630442314 | United States | Missouri | St. Louis | St. Louis | 63044 | 1 | 1.02
1258 | N00639-SM | NAVOPSPTCEN ST LOUIS 1 | N00639 | NAVSUPPACT MIDSOUTH MEMPHIS TN | NAVACT | 630442314 | United States | Missouri | St. Louis | St. Louis | 63044 | 1 | 1.02
183687 | 18081-10199 | 710 N TUCKER SAINT LOUIS | 18081 | ARMY MISSION SUPPORT | USACE | 710 N TUCKER GLOBE BLDG | United States | Missouri | St. Louis | St. Louis | 63101 | 1 | 1.02
186917 | 82387-10164 | 1222 SPRUCE SAINT LOUIS1 | 82387 | JOINT RECRUITING PROGRAM | USACE | 1222 SPRUCE ROBT YOUNG FED BLDG | United States | Missouri | St. Louis | St. Louis | 63102 | 1 | 1.02
186945 | 18081-10050 | 1222 SPRUCE SAINT LOUIS | 66155 |  | USACE | 1222 SPRUCE ROBT YOUNG FED BLDG | United States | Missouri | St. Louis | St. Louis | 63103 | 1 | 1.02
183689 | 18081-10067 | 1520 MARKET ST SAINT LOUIS | 18081 | ARMY MISSION SUPPORT | USACE | 1520 MARKET ST FEDERAL OFFICE BLDG | United States | Missouri | St. Louis | St. Louis | 63106 | 1 | 1.02
183691 | 18081-10068 | 1520 MARKET ST SAINT LOUIS1 | 18081 | ARMY MISSION SUPPORT | USACE | 1520 MARKET ST | United States | Missouri | St. Louis | St. Louis | 63106 | 1 | 1.02
186243 | 82387-10824 | 4041 & 4043 LINDELL BLVD SAINT LOUIS | 82387 | JOINT RECRUITING PROGRAM | USACE | 4041 & 4043 LINDELL BLVD | United States | Missouri | St. Louis | St. Louis | 63108 | 1 | 1.02
187099 | 82387-11285 | 9700 PAGE BOULEVARD SAINT LOUIS | 82387 | JOINT RECRUITING PROGRAM | USACE | 9700 PAGE BOULEVARD BLDG 101 | United States | Missouri | St. Louis | St. Louis | 63115 | 1 | 1.02
186603 | 82387-11508 | CHIPPEWA ST SAINT LOUIS | 82387 | JOINT RECRUITING PROGRAM | USACE | 4600 P CHIPPEWA ST SOUTHTOWNE PLAZA | United States | Missouri | St. Louis | St. Louis | 63116 | 1 | 1.02
1348 | ACBF0001 | ST LOUIS AIR FORCE STATION SITE # 1 | VDYD | SCOTT AFB | AFACT | 3200 South 2nd Street | United States | Missouri | St. Louis | St. Louis | 63118 | 1 | 1.02
170320 | 29C72 | ST. LOUIS COUNTY STORE FRONT | 290NG | MISSOURI NATIONAL GUARD | ARGUARD |  | United States | Missouri | St. Louis | St. Louis | 63119 | 1 | 1.02
7391 | 29965 | ST LOUIS #1/BG HAMPTON USARC | 27864 | 88TH RRC - MINNESOTA | ARRES | 4350 S. Kingshighway Boulevard | United States | Missouri | St. Louis | St. Louis | 63120 | 1 | 1.02
7392 | 29005 | ST LOUIS #2 USARC | 27864 | 88TH RRC - MINNESOTA | ARRES | 4100 Goodfellow Blvd | United States | Missouri | St. Louis | St. Louis | 63120 | 1 | 1.02
7393 | 29967 | ST LOUIS #3/SVERDRUP USAR | 27864 | 88TH RRC - MINNESOTA | ARRES | 4301 Goodfellow Blvd | United States | Missouri | St. Louis | St. Louis | 63120 | 1 | 1.02
7394 | 29955 | ST LOUIS #4/ORD PLANT | 27864 | 88TH RRC - MINNESOTA | ARRES | 6400 Stratford Avenue | United States | Missouri | St. Louis | St. Louis | 63120 | 1 | 1.02
7395 | 29797 | ST LOUIS AAP | 29797 | ST LOUIS AAP | ARACT | 4800 Goodfellow Boulevard | United States | Missouri | St. Louis | St. Louis | 63120 | 1 | 1.02
183686 | 18081-10148 | 4300 GOODFELLOW BLVD SAINT LOUIS | 18081 | ARMY MISSION SUPPORT | USACE | 4300 GOODFELLOW BLVD BLDG 102E | United States | Missouri | St. Louis | St. Louis | 63120 | 1 | 1.02
186048 | 82387-12984 | SOUTHFIELD CTR SAINT LOUIS | 82387 | JOINT RECRUITING PROGRAM | USACE | 5479 SOUTHFIELD CENTER SOUTHFIELD CENTER | United States | Missouri | St. Louis | St. Louis | 63123 | 1 | 1.02
2391 | LTUT0001 | ST LOUIS AFS FAMILY HOUSING ANNEX SITE # 1 | VDYD | SCOTT AFB | AFACT | 90 Grant Road | United States | Missouri | St. Louis | St. Louis | 63125 | 1 | 1.02
190667 | 821423 | 4641 COLIMA COURT SAINT LOUIS | 70132 | INDEPENDENT DUTY HOUSING PROGRAM | USACE | 4641 Colima Court | United States | Missouri | St. Louis | St. Louis | 63128 | 1 | 1.02
190654 | 702961 | 4179 CRESCENT DRIVE SAINT LOUIS | 82387 | JOINT RECRUITING PROGRAM | USACE | 4179 CRESCENT DRIVE | United States | Missouri | St. Louis | St. Louis | 63129 | 1 | 1.02
188701 | 820635 | 1829 DUNN ROAD SAINT LOUIS | 24194 |  | USACE | 1829 Dunn Road | United States | Missouri | St. Louis | St. Louis | 63138 | 1 | 1.02
190475 | 822261 | 1224 CRAIG ST. LOUIS | 70132 | INDEPENDENT DUTY HOUSING PROGRAM | USACE | 1224 Graig Street | United States | Missouri | St. Louis | St. Louis | 63146 | 1 | 1.02
190595 | 822040 | 12516 POST GROVE SAINT LOUIS | 70132 | INDEPENDENT DUTY HOUSING PROGRAM | USACE | 12516 Post Grove | United States | Missouri | St. Louis | St. Louis | 63146 | 1 | 1.02
191426 | 823889 | 6104 DELMAR BLVD. SAINT LOUIS | 82387 | JOINT RECRUITING PROGRAM | USACE | 6104 Delmar Blvd | United States | Missouri | St. Louis | St. Louis | 63146 | 1 | 1.02
188721 | 820781 | 2414 BALAJI COURT TOWN AND COUNTRY | 70132 | INDEPENDENT DUTY HOUSING PROGRAM | USACE | 2414 Balaji Court | United States | Missouri | St. Louis | Town and Country | 63011 | 1 | 1.02
2472 | MSQB0001 | LAMBERT-ST LOUIS SITE # 1 - SOUTH | MSQB | LAMBERT-ST LOUIS | AFGUARD | 10800 LAMBERT INTERNATIONAL BLVD | United States | Missouri | St. Louis | Unknown | 170720 | 1 | 1.02
9476 | 29473 | KINGSHIGHWAY | 290NG | MISSOURI NATIONAL GUARD | ARGUARD |  | United States | Missouri | St. Louis | Unknown | 63119 | 1 | 1.02
190070 | 822213 | 408 BETHANY COURT VALLEY PARK | 70132 | INDEPENDENT DUTY HOUSING PROGRAM | USACE | 408 Bethany Court | United States | Missouri | St. Louis | Valley Park | 63088 | 1 | 1.02
4720 | 29A71 | DEXTER (NEW) | 290NG | MISSOURI NATIONAL GUARD | ARGUARD | 1702 State HWY 114 | United States | Missouri | Stoddard | Dexter | 63841 | 1 | 1.02
188226 | 820085 | 120 S. BUSINESS RT. 65. BRANSON | 82387 | JOINT RECRUITING PROGRAM | USACE | 120 S Business Rt 65 | United States | Missouri | Taney | Branson | 65615 | 1 | 1.02
182833 | 82387-10465 | 203 VETERAN'S BLVD. BRANSON | 82387 | JOINT RECRUITING PROGRAM | USACE | 203 VETERAN'S BLVD. | United States | Missouri | Taney | Branson | 65616 | 1 | 1.02
6310 | 29505 | MTA CAMP CLARK NEVADA | 45914 |  | ARGUARD | 104 S Oak ST | United States | Missouri | Vernon | Nevada | 64772 | 1 | 1.02
6383 | 29C15 | NEVADA | 290NG | MISSOURI NATIONAL GUARD | ARGUARD | 1400 W Cherry ST | United States | Missouri | Vernon | Nevada | 64772 | 1 | 1.02
190499 | 823040 | 204 W. CHERRY NEVADA | 82387 | JOINT RECRUITING PROGRAM | USACE | 204 W. Cherry Street | United States | Missouri | Vernon | Nevada | 64772 | 1 | 1.02
7784 | 29D20 | WARRENTON | 290NG | MISSOURI NATIONAL GUARD | ARGUARD | 315 W 350 N | United States | Missouri | Warren | Warrenton | 63383 | 1 | 1.02
189668 | 821788 | 121 BOONSLICK WARRENTON | 82387 | JOINT RECRUITING PROGRAM | USACE | 121 Boonslick Road | United States | Missouri | Warren | Warrenton | 63383 | 1 | 1.02
7606 | 29D05 | TS CLARK NATL FOREST WAPP | 290NG | MISSOURI NATIONAL GUARD | ARGUARD | 113 Ethan Allen RD | United States | Missouri | Wayne | Wappapello | 63966 | 1 | 1.02
4728 | 30A46 | DILLON NG YOUTH CHALLENGE | 300NG | MONTANA NATIONAL GUARD | ARGUARD | 750 E Cornell | United States | Montana | Beaverhead | Dillon | 59725 | 1.06 | 1.04
9515 | 30577 | DILLON READINESS CENTER | 300NG | MONTANA NATIONAL GUARD | ARGUARD |  | United States | Montana | Beaverhead | Dillon | 59725 | 1.06 | 1.04
4429 | 30A30 | CHINOOK RC - FMS 07 | 300NG | MONTANA NATIONAL GUARD | ARGUARD | 113 3rd ST W | United States | Montana | Blaine | Chinook | 59523 | 1.06 | 1.04
6323 | 30816 | MTA LIMESTONE HILLS | 30655 | FORT WM HENRY HARRISON TRAINING SITE | ARGUARD | 501 S Front ST | United States | Montana | Broadwater | Townsend | 59644 | 1.06 | 1.04
170666 | 30B42 | PROPOSED TOWNSEND LAND ACQUISITION | 300NG | MONTANA NATIONAL GUARD | ARGUARD |  | United States | Montana | Broadwater | Townsend | 59644 | 1.06 | 1.04
1363 | AGTC0001 | ALZADA MINI-MUTES RADAR SITE SITE # 1 | FXBM | ELLSWORTH AFB | AFACT | 123 HIGHWAY 212 | United States | Montana | Carter | Alzada | 59311 | 1.06 | 1.04
2332 | KACG0001 | HAMMOND MINI-MUTES RADAR SITE SITE # 1 | FXBM | ELLSWORTH AFB | AFACT | 123 ALZADA RD | United States | Montana | Carter | Alzada | 59311 | 1.06 | 1.04
2339 | KHYB0001 | HAYCREEK MINI-MUTE SITE (21MM11) SITE # 1 | FXBM | ELLSWORTH AFB | AFACT | 124 ALZADA RD (KHYB) | United States | Montana | Carter | Alzada | 59311 | 1.06 | 1.04
1704 | FTTQ0001 | EKALAKA MIMI-MUTE RADAR SITE (21MM10) SITE # 1 | FXBM | ELLSWORTH AFB | AFACT | 124 EKALAKA RD (FTTQ) | United States | Montana | Carter | Ekalaka | 59324 | 1.06 | 1.04
183155 | 18081-10278 | CARTER COUNTY EKALAKA | 18081 | ARMY MISSION SUPPORT | USACE | CARTER COUNTY | United States | Montana | Carter | Ekalaka | 59324 | 1.06 | 1.04
185730 | 710375 | 212 US HIGHWAY HAMMOND | 18081 | ARMY MISSION SUPPORT | USACE |  | United States | Montana | Carter | Hammond | 59332 | 1.06 | 1.04
170212 | CCRS0001 | CARTER COUNTY RADIO REPEATER SITE | FXBM | ELLSWORTH AFB | AFACT | 124 HIGHWAY 212 | United States | Montana | Carter | Unknown | 59311 | 1.06 | 1.04
2529 | NZBS0001 | MALMSTROM AF MISSILE SITE A1 SITE # 1 | NZAS | MALMSTROM | AFACT | 656 87 US | United States | Montana | Cascade | Belt | 59412 | 1.09 | 1.06
2530 | NZBT0001 | MALMSTROM AF MISSILE SITE A2 SITE # 1 | NZAS | MALMSTROM | AFACT | 560 WILLOWCREEK RD | United States | Montana | Cascade | Belt | 59412 | 1.09 | 1.06
2536 | NZBZ0001 | MALMSTROM AF MISSILE SITE A8 SITE # 1 | NZAS | MALMSTROM | AFACT | 413 EVANS RICEVILLE RD | United States | Montana | Cascade | Belt | 59412 | 1.09 | 1.06
2538 | NZCB0001 | MALMSTROM AF MISSILE SITE A10 SITE # 1 | NZAS | MALMSTROM | AFACT | 250 HOLMBERG RD | United States | Montana | Cascade | Belt | 59412 | 1.09 | 1.06
2539 | NZCC0001 | MALMSTROM AF MISSILE SITE A11 SITE # 1 | NZAS | MALMSTROM | AFACT | 66 East Highwood Road | United States | Montana | Cascade | Belt | 59412 | 1.09 | 1.06
2748 | NZRU0001 | MALMSTROM RADIO RELAY ANNEX NO 1 SITE # 1 | NZAS | MALMSTROM | AFACT | 311 HIGHWOOD BALDY RD | United States | Montana | Cascade | Belt | 59412 | 1.09 | 1.06
2749 | NZRV0001 | MALMSTROM RADIO RELAY ANNEX NO 2 SITE # 1 | NZAS | MALMSTROM | AFACT | HIGHWOOD RD | United States | Montana | Cascade | Belt | 59412 | 1.09 | 1.06
2597 | NZEQ0001 | MALMSTROM AF MISSILE SITE G4 SITE # 1 | NZAS | MALMSTROM | AFACT | 1466 SIMMS CASCADE RD | United States | Montana | Cascade | Cascade | 59421 | 1.09 | 1.06
2598 | NZER0001 | MALMSTROM AF MISSILE SITE G5 SITE # 1 | NZAS | MALMSTROM | AFACT | 846 MISSION RD | United States | Montana | Cascade | Cascade | 59421 | 1.09 | 1.06
2618 | NZFM0001 | MALMSTROM AF MISSILE SITE I3 SITE # 1 | NZAS | MALMSTROM | AFACT | 2242 MILLEGAN RD | United States | Montana | Cascade | Cascade | 59421 | 1.09 | 1.06
2619 | NZFN0001 | MALMSTROM AF MISSILE SITE I4 SITE # 1 | NZAS | MALMSTROM | AFACT | 825 ADEL RD | United States | Montana | Cascade | Cascade | 59421 | 1.09 | 1.06
2620 | NZFP0001 | MALMSTROM AF MISSILE SITE I5 SITE # 1 | NZAS | MALMSTROM | AFACT | 2972 CASCADE HOUND CREEK RD | United States | Montana | Cascade | Cascade | 59421 | 1.09 | 1.06
2621 | NZFQ0001 | MALMSTROM AF MISSILE SITE I6 SITE # 1 | NZAS | MALMSTROM | AFACT | 1729 SUN RIVER CASCADE RD | United States | Montana | Cascade | Cascade | 59421 | 1.09 | 1.06
2622 | NZFR0001 | MALMSTROM AF MISSILE SITE I7 SITE # 1 | NZAS | MALMSTROM | AFACT | 613 OLD ULM CASCADE RD | United States | Montana | Cascade | Cascade | 59421 | 1.09 | 1.06
2596 | NZEP0001 | MALMSTROM AF MISSILE SITE G3 SITE # 1 | NZAS | MALMSTROM | AFACT | 864SIMMS CASCADE RD | United States | Montana | Cascade | Cascade | 59443 | 1.09 | 1.06
2609 | NZFC0001 | MALMSTROM AF MISSILE SITE H5 SITE # 1 | NZAS | MALMSTROM | AFACT | 22 MILL COULEE RD | United States | Montana | Cascade | Fort Shaw | 59443 | 1.09 | 1.06
2610 | NZFD0001 | MALMSTROM AF MISSILE SITE H6 SITE # 1 | NZAS | MALMSTROM | AFACT | 320 BIRDTAIL CREEK RD | United States | Montana | Cascade | Fort Shaw | 59443 | 1.09 | 1.06
190028 | 822266 | 1201 10TH AVENUE SOUTH GREAT FALLS | 82387 | JOINT RECRUITING PROGRAM | USACE | 1201 10th Avenue South | United States | Montana | Cascade | Great Falls | 59403 | 1.06 | 1.04
182643 | 82387-10084 | 10TH AVE S GREAT FALLS | 82387 | JOINT RECRUITING PROGRAM | USACE | 1223 10TH AVENUE S. | United States | Montana | Cascade | Great Falls | 59403 | 1.06 | 1.04
2313 | JKSE0001 | GREAT FALLS IAP SITE # 1 | JKSE | GREAT FALLS IAP | AFGUARD | 2800 Airport Road | United States | Montana | Cascade | Great Falls | 59404 | 1.06 | 1.04
2626 | NZFV0001 | MALMSTROM AF MISSILE SITE I11 SITE # 1 | NZAS | MALMSTROM | AFACT | 353 Ulm Vaughn Road | United States | Montana | Cascade | Great Falls | 59404 | 1.06 | 1.04
189137 | 821052 | 704 10TH AVENUE SW GREAT FALLS | 70132 | INDEPENDENT DUTY HOUSING PROGRAM | USACE | 704 10th Avenue SW | United States | Montana | Cascade | Great Falls | 59404 | 1.06 | 1.04
190173 | JKSE0002 | GREAT FALLS IAP SITE # 2 | JKSE | GREAT FALLS IAP | AFGUARD |  | United States | Montana | Cascade | Great Falls | 59404 | 1.06 | 1.04
190464 | 822860 | 1100 45TH AVE NE GREAT FALLS | 70132 | INDEPENDENT DUTY HOUSING PROGRAM | USACE | 1100 45th Ave NE | United States | Montana | Cascade | Great Falls | 59404 | 1.06 | 1.04
2617 | NZFL0001 | MALMSTROM AF MISSILE SITE I2 SITE # 1 | NZAS | MALMSTROM | AFACT | 1807 Eden Road | United States | Montana | Cascade | Great Falls | 59405 | 1.06 | 1.04
5265 | 30A56 | GREAT FALLS RC (MALMSTROM AFB) | 300NG | MONTANA NATIONAL GUARD | ARGUARD |  | United States | Montana | Cascade | Great Falls | 59405 | 1.06 | 1.04
170255 | 30A59 | GREAT FALLS STOREFRONT RECRUITING OFFICE | 300NG | MONTANA NATIONAL GUARD | ARGUARD |  | United States | Montana | Cascade | Great Falls | 59405 | 1.09 | 1.06
2528 | NZAS0001 | MALMSTROM SITE # 1 | NZAS | MALMSTROM | AFACT | 6220 Goddard Drive | United States | Montana | Cascade | Malmstrom AFB | 59402 | 1.09 | 1.06
2533 | NZBW0001 | MALMSTROM AF MISSILE SITE A5 SITE # 1 | NZAS | MALMSTROM | AFACT | 982 Hughesville Road | United States | Montana | Cascade | Monarch | 59463 | 1.09 | 1.06
2534 | NZBX0001 | MALMSTROM AF MISSILE SITE A6 SITE # 1 | NZAS | MALMSTROM | AFACT | 15 Alpha Six Lane | United States | Montana | Cascade | Monarch | 59463 | 1.09 | 1.06
2535 | NZBY0001 | MALMSTROM AF MISSILE SITE A7 SITE # 1 | NZAS | MALMSTROM | AFACT | 5520 US Highway 89 | United States | Montana | Cascade | Monarch | 59463 | 1.09 | 1.06
2595 | NZEN0001 | MALMSTROM AF MISSILE SITE G2 SITE # 1 | NZAS | MALMSTROM | AFACT | 11911 Montana Route 200 | United States | Montana | Cascade | Simms | 59477 | 1.09 | 1.06
2611 | NZFE0001 | MALMSTROM AF MISSILE SITE H7 SITE # 1 | NZAS | MALMSTROM | AFACT | 12543 Montana Route 200 | United States | Montana | Cascade | Simms | 59477 | 1.09 | 1.06
2537 | NZCA0001 | MALMSTROM AF MISSILE SITE A9 SITE # 1 | NZAS | MALMSTROM | AFACT | 1975 Evans Riceville Road | United States | Montana | Cascade | Stockett | 59480 | 1.09 | 1.06
2623 | NZFS0001 | MALMSTROM AF MISSILE SITE I8 SITE # 1 | NZAS | MALMSTROM | AFACT | 883 Sun River Cascade Road | United States | Montana | Cascade | Sun River | 59483 | 1.09 | 1.06
2624 | NZFT0001 | MALMSTROM AF MISSILE SITE I9 SITE # 1 | NZAS | MALMSTROM | AFACT | 181 Goetz Road | United States | Montana | Cascade | Sun River | 59483 | 1.09 | 1.06
2616 | NZFK0001 | MALMSTROM AF MISSILE SITE I1 SITE # 1 | NZAS | MALMSTROM | AFACT | 677 Ten Mile Road | United States | Montana | Cascade | Ulm | 59485 | 1.09 | 1.06
2634 | NZGD0001 | MALMSTROM AF MISSILE SITE J8 SITE # 1 | NZAS | MALMSTROM | AFACT | 391 Hevron Road | United States | Montana | Cascade | Vaughn | 59481 | 1.09 | 1.06
2625 | NZFU0001 | MALMSTROM AF MISSILE SITE I10 SITE # 1 | NZAS | MALMSTROM | AFACT | 39 Interstate 15 Frontage Road | United States | Montana | Cascade | Vaughn | 59487 | 1.09 | 1.06
2635 | NZGE0001 | MALMSTROM AF MISSILE SITE J9 SITE # 1 | NZAS | MALMSTROM | AFACT | 395 Anderson Road | United States | Montana | Cascade | Vaughn | 59487 | 1.09 | 1.06
2631 | NZGA0001 | MALMSTROM AF MISSILE SITE J5 SITE # 1 | NZAS | MALMSTROM | AFACT | 5092 West Carter Road | United States | Montana | Chouteau | Carter | 59420 | 1.09 | 1.06
2718 | NZKR0001 | MALMSTROM AF MISSILE SITE R23 SITE # 1 | NZAS | MALMSTROM | AFACT | 27812 Collins Road | United States | Montana | Chouteau | Floweree | 59416 | 1.09 | 1.06
2629 | NZFY0001 | MALMSTROM AF MISSILE SITE J3 SITE # 1 | NZAS | MALMSTROM | AFACT | 1509 East Dutton Road | United States | Montana | Chouteau | Floweree | 59440 | 1.09 | 1.06
2630 | NZFZ0001 | MALMSTROM AF MISSILE SITE J4 SITE # 1 | NZAS | MALMSTROM | AFACT | 4160 Barry Road | United States | Montana | Chouteau | Floweree | 59440 | 1.09 | 1.06
2632 | NZGB0001 | MALMSTROM AF MISSILE SITE J6 SITE # 1 | NZAS | MALMSTROM | AFACT | 17333 Bootlegger Trail | United States | Montana | Chouteau | Floweree | 59440 | 1.09 | 1.06
2633 | NZGC0001 | MALMSTROM AF MISSILE SITE J7 SITE # 1 | NZAS | MALMSTROM | AFACT | 8498 Dent Bridge Road | United States | Montana | Chouteau | Floweree | 59440 | 1.09 | 1.06
6198 | 30B20 | MILES CITY READINESS CENTER | 300NG | MONTANA NATIONAL GUARD | ARGUARD |  | United States | Montana | Custer | Miles City | 59301 | 1.06 | 1.04
9522 | 30602 | MILES CITY LAND | 300NG | MONTANA NATIONAL GUARD | ARGUARD | 2500 Main Street | United States | Montana | Custer | Miles City | 59301 | 1.06 | 1.04
188423 | 30B21 | MILES CITY - MOON CREEK | 300NG | MONTANA NATIONAL GUARD | ARGUARD |  | United States | Montana | Custer | Miles City | 59301 | 1.06 | 1.04
3798 | 30A05 | ANACONDA READINESS CENTER | 300NG | MONTANA NATIONAL GUARD | ARGUARD | 101 N Polk Street | United States | Montana | Deer Lodge | Anaconda | 59711 | 1.06 | 1.04
2658 | NZHD0001 | MALMSTROM AF MISSILE SITE L10 SITE # 1 | NZAS | MALMSTROM | AFACT | 26500 US Route 191 | United States | Montana | Fergus | Buffalo | 59418 | 1.06 | 1.04
2541 | NZCE0001 | MALMSTROM AF MISSILE SITE B2 SITE # 1 | NZAS | MALMSTROM | AFACT | 54139 Montana Highway 80 | United States | Montana | Fergus | Coffee Creek | 59424 | 1.06 | 1.04
2542 | NZCF0001 | MALMSTROM AF MISSILE SITE B3 SITE # 1 | NZAS | MALMSTROM | AFACT | 1055 Urs Road | United States | Montana | Fergus | Coffee Creek | 59424 | 1.06 | 1.04
2543 | NZCG0001 | MALMSTROM AF MISSILE SITE B4 SITE # 1 | NZAS | MALMSTROM | AFACT | 450 Ployhard Road | United States | Montana | Fergus | Denton | 59430 | 1.06 | 1.04
2561 | NZDB0001 | MALMSTROM AF MISSILE SITE D1 SITE # 1 | NZAS | MALMSTROM | AFACT | 2140 Bear Springs Road | United States | Montana | Fergus | Denton | 59430 | 1.06 | 1.04
2562 | NZDC0001 | MALMSTROM AF MISSILE SITE D2 SITE # 1 | NZAS | MALMSTROM | AFACT | 14634 Everson Road | United States | Montana | Fergus | Denton | 59430 | 1.06 | 1.04
2563 | NZDD0001 | MALMSTROM AF MISSILE SITE D3 SITE # 1 | NZAS | MALMSTROM | AFACT | 22606 Bear Springs Road | United States | Montana | Fergus | Denton | 59430 | 1.06 | 1.04
2564 | NZDE0001 | MALMSTROM AF MISSILE SITE D4 SITE # 1 | NZAS | MALMSTROM | AFACT | 16485 Bear Springs Road | United States | Montana | Fergus | Denton | 59430 | 1.06 | 1.04
2565 | NZDF0001 | MALMSTROM AF MISSILE SITE D5 SITE # 1 | NZAS | MALMSTROM | AFACT | 8600 Bear Springs Road | United States | Montana | Fergus | Denton | 59430 | 1.06 | 1.04
2567 | NZDH0001 | MALMSTROM AF MISSILE SITE D7 SITE # 1 | NZAS | MALMSTROM | AFACT | 23521 Montana Highway 81 | United States | Montana | Fergus | Denton | 59430 | 1.06 | 1.04
2568 | NZDJ0001 | MALMSTROM AF MISSILE SITE D8 SITE # 1 | NZAS | MALMSTROM | AFACT | 3173 Hoosac Road | United States | Montana | Fergus | Denton | 59430 | 1.06 | 1.04
2569 | NZDK0001 | MALMSTROM AF MISSILE SITE D9 SITE # 1 | NZAS | MALMSTROM | AFACT | 2200 North Denton Road | United States | Montana | Fergus | Denton | 59430 | 1.06 | 1.04
2570 | NZDL0001 | MALMSTROM AF MISSILE SITE D10 SITE # 1 | NZAS | MALMSTROM | AFACT | 9770 North Coffee Creek Road | United States | Montana | Fergus | Denton | 59430 | 1.06 | 1.04
2571 | NZDM0001 | MALMSTROM AF MISSILE SITE D11 SITE # 1 | NZAS | MALMSTROM | AFACT | 7690 Everson Road | United States | Montana | Fergus | Denton | 59430 | 1.06 | 1.04
2675 | NZHW0001 | MALMSTROM AF MISSILE SITE N5 SITE # 1 | NZAS | MALMSTROM | AFACT | 4810 Fairview Road | United States | Montana | Fergus | Forest Grove | 59441 | 1.06 | 1.04
2672 | NZHT0001 | MALMSTROM AF MISSILE SITE N2 SITE # 1 | NZAS | MALMSTROM | AFACT | 1130 Ford Creet | United States | Montana | Fergus | Grassrange | 59032 | 1.06 | 1.04
2673 | NZHU0001 | MALMSTROM AF MISSILE SITE N3 SITE # 1 | NZAS | MALMSTROM | AFACT | 47780 US Highway 19 | United States | Montana | Fergus | Grassrange | 59032 | 1.06 | 1.04
2674 | NZHV0001 | MALMSTROM AF MISSILE SITE N4 SITE # 1 | NZAS | MALMSTROM | AFACT | 18151 Forest Grove Road | United States | Montana | Fergus | Grassrange | 59032 | 1.06 | 1.04
2681 | NZJC0001 | MALMSTROM AF MISSILE SITE N11 SITE # 1 | NZAS | MALMSTROM | AFACT | 28160 Black Butte Road | United States | Montana | Fergus | Grassrange | 59032 | 1.06 | 1.04
2687 | NZJJ0001 | MALMSTROM AF MISSILE SITE O6 SITE # 1 | NZAS | MALMSTROM | AFACT | 53700 US Highway 19 | United States | Montana | Fergus | Grassrange | 59032 | 1.06 | 1.04
2572 | NZDN0001 | MALMSTROM AF MISSILE SITE E1 SITE # 1 | NZAS | MALMSTROM | AFACT | 4250 Echo Drive | United States | Montana | Fergus | Hilger | 59451 | 1.06 | 1.04
2577 | NZDT0001 | MALMSTROM AF MISSILE SITE E6 SITE # 1 | NZAS | MALMSTROM | AFACT | 12005 Winifred Road | United States | Montana | Fergus | Hilger | 59451 | 1.06 | 1.04
2578 | NZDU0001 | MALMSTROM AF MISSILE SITE E7 SITE # 1 | NZAS | MALMSTROM | AFACT | 5479 Winifred Road | United States | Montana | Fergus | Hilger | 59451 | 1.06 | 1.04
2579 | NZDV0001 | MALMSTROM AF MISSILE SITE E8 SITE # 1 | NZAS | MALMSTROM | AFACT | 4930 Plum Creek Road | United States | Montana | Fergus | Hilger | 59451 | 1.06 | 1.04
2580 | NZDW0001 | MALMSTROM AF MISSILE SITE E9 SITE # 1 | NZAS | MALMSTROM | AFACT | 10260 Salt Creek Road | United States | Montana | Fergus | Hilger | 59451 | 1.06 | 1.04
2581 | NZDX0001 | MALMSTROM AF MISSILE SITE E10 SITE # 1 | NZAS | MALMSTROM | AFACT | 2000 3 Mile Road | United States | Montana | Fergus | Hilger | 59451 | 1.06 | 1.04
2689 | NZJL0001 | MALMSTROM AF MISSILE SITE O8 SITE # 1 | NZAS | MALMSTROM | AFACT | 17795 US Highway 191 | United States | Montana | Fergus | Hilger | 59451 | 1.06 | 1.04
2566 | NZDG0001 | MALMSTROM AF MISSILE SITE D6 SITE # 1 | NZAS | MALMSTROM | AFACT | 29610 Montana Highway 80 | United States | Montana | Fergus | Lewistown | 59457 | 1.06 | 1.04
2661 | NZHG0001 | MALMSTROM AF MISSILE SITE M2 SITE # 1 | NZAS | MALMSTROM | AFACT | 35915 US Highway 81 | United States | Montana | Fergus | Lewistown | 59457 | 1.06 | 1.04
2662 | NZHH0001 | MALMSTROM AF MISSILE SITE M3 SITE # 1 | NZAS | MALMSTROM | AFACT | 10598 US Highway 191 | United States | Montana | Fergus | Lewistown | 59457 | 1.06 | 1.04
2663 | NZHJ0001 | MALMSTROM AF MISSILE SITE M4 SITE # 1 | NZAS | MALMSTROM | AFACT | 780 Denton Cut Off Road | United States | Montana | Fergus | Lewistown | 59457 | 1.06 | 1.04
2664 | NZHK0001 | MALMSTROM AF MISSILE SITE M5 SITE # 1 | NZAS | MALMSTROM | AFACT | 77446 US Highway 87 | United States | Montana | Fergus | Lewistown | 59457 | 1.06 | 1.04
2671 | NZHS0001 | MALMSTROM AF MISSILE SITE N1 SITE # 1 | NZAS | MALMSTROM | AFACT | 102906 US Highway 89 | United States | Montana | Fergus | Lewistown | 59457 | 1.06 | 1.04
2676 | NZHX0001 | MALMSTROM AF MISSILE SITE N6 SITE # 1 | NZAS | MALMSTROM | AFACT | 7635 Forest Grove Road | United States | Montana | Fergus | Lewistown | 59457 | 1.06 | 1.04
2677 | NZHY0001 | MALMSTROM AF MISSILE SITE N7 SITE # 1 | NZAS | MALMSTROM | AFACT | 296 South McDonald Creek Road | United States | Montana | Fergus | Lewistown | 59457 | 1.06 | 1.04
2678 | NZHZ0001 | MALMSTROM AF MISSILE SITE N8 SITE # 1 | NZAS | MALMSTROM | AFACT | 4173 Castle Butte Road | United States | Montana | Fergus | Lewistown | 59457 | 1.06 | 1.04
2679 | NZJA0001 | MALMSTROM AF MISSILE SITE N9 SITE # 1 | NZAS | MALMSTROM | AFACT | 360 Corbley Road | United States | Montana | Fergus | Lewistown | 59457 | 1.06 | 1.04
2680 | NZJB0001 | MALMSTROM AF MISSILE SITE N10 SITE # 1 | NZAS | MALMSTROM | AFACT | 1650 Gilt Edge Road | United States | Montana | Fergus | Lewistown | 59457 | 1.06 | 1.04
5885 | 30B05 | LEWISTOWN READINESS CENTER | 300NG | MONTANA NATIONAL GUARD | ARGUARD | W Airport Road | United States | Montana | Fergus | Lewistown | 59457 | 1.06 | 1.04
2650 | NZGV0001 | MALMSTROM AF MISSILE SITE L2 SITE # 1 | NZAS | MALMSTROM | AFACT | 3280 Logan Ridge Road | United States | Montana | Fergus | Moore | 59464 | 1.06 | 1.04
2659 | NZHE0001 | MALMSTROM AF MISSILE SITE L11 SITE # 1 | NZAS | MALMSTROM | AFACT | 33340 US Highway 191 | United States | Montana | Fergus | Moore | 59464 | 1.06 | 1.04
2660 | NZHF0001 | MALMSTROM AF MISSILE SITE M1 SITE # 1 | NZAS | MALMSTROM | AFACT | 71185 US Highway 87 | United States | Montana | Fergus | Moore | 59464 | 1.06 | 1.04
2665 | NZHL0001 | MALMSTROM AF MISSILE SITE M6 SITE # 1 | NZAS | MALMSTROM | AFACT | 2337 Farren Hill Road | United States | Montana | Fergus | Moore | 59464 | 1.06 | 1.04
2666 | NZHM0001 | MALMSTROM AF MISSILE SITE M7 SITE # 1 | NZAS | MALMSTROM | AFACT | 39330 US Highway 191 | United States | Montana | Fergus | Moore | 59464 | 1.06 | 1.04
2670 | NZHR0001 | MALMSTROM AF MISSILE SITE M11 SITE # 1 | NZAS | MALMSTROM | AFACT | 8599 Ross Fork Road | United States | Montana | Fergus | Moore | 59464 | 1.06 | 1.04
2690 | NZJM0001 | MALMSTROM AF MISSILE SITE O9 SITE # 1 | NZAS | MALMSTROM | AFACT | 24636 US Highway 191 | United States | Montana | Fergus | Roy | 59451 | 1.06 | 1.04
2682 | NZJD0001 | MALMSTROM AF MISSILE SITE O1 SITE # 1 | NZAS | MALMSTROM | AFACT | 36830 US Highway 191 | United States | Montana | Fergus | Roy | 59471 | 1.06 | 1.04
2683 | NZJE0001 | MALMSTROM AF MISSILE SITE O2 SITE # 1 | NZAS | MALMSTROM | AFACT | 6975 Mabee Road | United States | Montana | Fergus | Roy | 59471 | 1.06 | 1.04
2684 | NZJF0001 | MALMSTROM AF MISSILE SITE O3 SITE # 1 | NZAS | MALMSTROM | AFACT | 73039 US Highway 191 | United States | Montana | Fergus | Roy | 59471 | 1.06 | 1.04
2685 | NZJG0001 | MALMSTROM AF MISSILE SITE O4 SITE # 1 | NZAS | MALMSTROM | AFACT | 745 Valentine Road | United States | Montana | Fergus | Roy | 59471 | 1.06 | 1.04
2686 | NZJH0001 | MALMSTROM AF MISSILE SITE O5 SITE # 1 | NZAS | MALMSTROM | AFACT | 790 Dirt Road | United States | Montana | Fergus | Roy | 59471 | 1.06 | 1.04
2688 | NZJK0001 | MALMSTROM AF MISSILE SITE O7 SITE # 1 | NZAS | MALMSTROM | AFACT | 8285 Black Butte Road | United States | Montana | Fergus | Roy | 59471 | 1.06 | 1.04
2691 | NZJN0001 | MALMSTROM AF MISSILE SITE O10 SITE # 1 | NZAS | MALMSTROM | AFACT | 30885 US Highway 191 | United States | Montana | Fergus | Roy | 59471 | 1.06 | 1.04
2692 | NZJP0001 | MALMSTROM AF MISSILE SITE O11 SITE # 1 | NZAS | MALMSTROM | AFACT | 8135 Horse Ranch Road | United States | Montana | Fergus | Roy | 59471 | 1.06 | 1.04
2573 | NZDP0001 | MALMSTROM AF MISSILE SITE E2 SITE # 1 | NZAS | MALMSTROM | AFACT | 5375 Stafford Ferry Road | United States | Montana | Fergus | Winifred | 59489 | 1.06 | 1.04
2574 | NZDQ0001 | MALMSTROM AF MISSILE SITE E3 SITE # 1 | NZAS | MALMSTROM | AFACT | 20685 Winifred Road | United States | Montana | Fergus | Winifred | 59489 | 1.06 | 1.04
2575 | NZDR0001 | MALMSTROM AF MISSILE SITE E4 SITE # 1 | NZAS | MALMSTROM | AFACT | 7531 Knox Ridge Road | United States | Montana | Fergus | Winifred | 59489 | 1.06 | 1.04
2576 | NZDS0001 | MALMSTROM AF MISSILE SITE E5 SITE # 1 | NZAS | MALMSTROM | AFACT | 4950 Butcher Road | United States | Montana | Fergus | Winifred | 59489 | 1.06 | 1.04
2582 | NZDY0001 | MALMSTROM AF MISSILE SITE E11 SITE # 1 | NZAS | MALMSTROM | AFACT | 3909 Pn Bridge Road | United States | Montana | Fergus | Winifred | 59489 | 1.06 | 1.04
5685 | 30B00 | KALISPELL FMS 01-AFRC | 300NG | MONTANA NATIONAL GUARD | ARGUARD | 2987 HWY 93 N | United States | Montana | Flathead | Kalispell | 59901 | 1.06 | 1.04
7319 | 30795 | SONSTELIE HALL USAR CENTER | 27864 | 88TH RRC - MINNESOTA | ARRES |  | United States | Montana | Flathead | Kalispell | 59901 | 1.06 | 1.04
170263 | 30B01 | KALISPELL STOREFRONT RECRUITING OFFICE | 300NG | MONTANA NATIONAL GUARD | ARGUARD |  | United States | Montana | Flathead | Kalispell | 59901 | 1.06 | 1.04
187865 | 810068 | 175 HUTTON RANCH ROAD KALISPELL | 82387 | JOINT RECRUITING PROGRAM | USACE | 175 Hutton Ranch Road | United States | Montana | Flathead | Kalispell | 59901 | 1.06 | 1.04
190330 | 822789 | 255 W. NICKLAUS AVE KALISPELL | 70132 | INDEPENDENT DUTY HOUSING PROGRAM | USACE | 175 Hutton Ranch Road | United States | Montana | Flathead | Kalispell | 59901 | 1.06 | 1.04
188592 | 30B02 | KALISPELL - PLUM CREEK | 300NG | MONTANA NATIONAL GUARD | ARGUARD |  | United States | Montana | Flathead | Kalispell | 59904 | 1.06 | 1.04
2413 | LXTH0001 | KALISPELL AIR FORCE STATION SITE # 1 | NZAS | MALMSTROM | AFACT | 9 Blacktail Road | United States | Montana | Flathead | Lakeside | 59922 | 1.06 | 1.04
3979 | 30A10 | BELGRADE RC - FMS05 | 300NG | MONTANA NATIONAL GUARD | ARGUARD | 350 Airport RD | United States | Montana | Gallatin | Belgrade | 59714 | 1.06 | 1.04
182589 | 82387-10644 | 2826 WEST MAIN ST BOZEMAN | 82387 | JOINT RECRUITING PROGRAM | USACE | 2826 WEST MAIN ST STES 8B1,8B2,8B3,8B4 | United States | Montana | Gallatin | Bozeman | 59715 | 1.06 | 1.04
170239 | 30A22 | BOZEMAN STOREFRONT RECRUITING OFFICE | 300NG | MONTANA NATIONAL GUARD | ARGUARD |  | United States | Montana | Gallatin | Bozeman | 59718 | 1.06 | 1.04
5386 | 30A70 | HAVRE READINESS CENTER | 300NG | MONTANA NATIONAL GUARD | ARGUARD | 1050 2nd Street West | United States | Montana | Hill | Havre | 59501 | 1.06 | 1.04
170257 | 30A71 | HAVRE STOREFRONT RECRUITING OFFICE | 300NG | MONTANA NATIONAL GUARD | ARGUARD |  | United States | Montana | Hill | Havre | 59501 | 1.06 | 1.04
2540 | NZCD0001 | MALMSTROM AF MISSILE SITE B1 SITE # 1 | NZAS | MALMSTROM | AFACT | 7046 Sourdough Road | United States | Montana | Judith Basin | Geyser | 59447 | 1.06 | 1.04
2547 | NZCM0001 | MALMSTROM AF MISSILE SITE B9 SITE # 1 | NZAS | MALMSTROM | AFACT | 4586 Montana Highway 551 | United States | Montana | Judith Basin | Geyser | 59447 | 1.06 | 1.04
2548 | NZCN0001 | MALMSTROM AF MISSILE SITE B10 SITE # 1 | NZAS | MALMSTROM | AFACT | 5035 Upper Highwood Creek Road | United States | Montana | Judith Basin | Geyser | 59447 | 1.06 | 1.04
2549 | NZCP0001 | MALMSTROM AF MISSILE SITE B11 SITE # 1 | NZAS | MALMSTROM | AFACT | 11372 Montana Highway 551 | United States | Montana | Judith Basin | Geyser | 59447 | 1.06 | 1.04
2555 | NZCV0001 | MALMSTROM AF MISSILE SITE C6 SITE # 1 | NZAS | MALMSTROM | AFACT | 586 South Fork Road | United States | Montana | Judith Basin | Hobson | 59452 | 1.06 | 1.04
2556 | NZCW0001 | MALMSTROM AF MISSILE SITE C7 SITE # 1 | NZAS | MALMSTROM | AFACT | 8026 South Fork Road | United States | Montana | Judith Basin | Hobson | 59452 | 1.06 | 1.04
2657 | NZHC0001 | MALMSTROM AF MISSILE SITE L9 SITE # 1 | NZAS | MALMSTROM | AFACT | 12357 Straw Road | United States | Montana | Judith Basin | Hobson | 59452 | 1.06 | 1.04
2667 | NZHN0001 | MALMSTROM AF MISSILE SITE M8 SITE # 1 | NZAS | MALMSTROM | AFACT | 10257 Ackley Lake Road | United States | Montana | Judith Basin | Hobson | 59479 | 1.06 | 1.04
2554 | NZCU0001 | MALMSTROM AF MISSILE SITE C5 SITE # 1 | NZAS | MALMSTROM | AFACT | 1034 Fisherman Road | United States | Montana | Judith Basin | Moccasin | 59452 | 1.06 | 1.04
2552 | NZCS0001 | MALMSTROM AF MISSILE SITE C3 SITE # 1 | NZAS | MALMSTROM | AFACT | 4893 Lower Sage Creek Road | United States | Montana | Judith Basin | Moccasin | 59462 | 1.06 | 1.04
2668 | NZHP0001 | MALMSTROM AF MISSILE SITE M9 SITE # 1 | NZAS | MALMSTROM | AFACT | 393 US Route 87 | United States | Montana | Judith Basin | Moccasin | 59462 | 1.06 | 1.04
2669 | NZHQ0001 | MALMSTROM AF MISSILE SITE M10 SITE # 1 | NZAS | MALMSTROM | AFACT | 5381 County Road 320 | United States | Montana | Judith Basin | Moccasin | 59462 | 1.06 | 1.04
2526 | NZAQ0001 | MALMSTROM RADIO RELAY ANNEX NO 9 SITE # 1 | NZAS | MALMSTROM | AFACT | Highwood Creek Road | United States | Montana | Judith Basin | Raynesford | 59469 | 1.06 | 1.04
2531 | NZBU0001 | MALMSTROM AF MISSILE SITE A3 SITE # 1 | NZAS | MALMSTROM | AFACT | 9597 South Peak Road | United States | Montana | Judith Basin | Raynesford | 59469 | 1.06 | 1.04
2532 | NZBV0001 | MALMSTROM AF MISSILE SITE A4 SITE # 1 | NZAS | MALMSTROM | AFACT | 5888 Montana Highway 427 | United States | Montana | Judith Basin | Raynesford | 59469 | 1.06 | 1.04
2545 | NZCK0001 | MALMSTROM AF MISSILE SITE B7 SITE # 1 | NZAS | MALMSTROM | AFACT | 23946 US Highway 87 | United States | Montana | Judith Basin | Raynesford | 59469 | 1.06 | 1.04
2546 | NZCL0001 | MALMSTROM AF MISSILE SITE B8 SITE # 1 | NZAS | MALMSTROM | AFACT | 16686 US Highway 87 | United States | Montana | Judith Basin | Raynesford | 59469 | 1.06 | 1.04
2544 | NZCH0001 | MALMSTROM AF MISSILE SITE B5 SITE # 1 | NZAS | MALMSTROM | AFACT | 59808 Montana Highway 80 | United States | Montana | Judith Basin | Stanford | 59479 | 1.06 | 1.04
2550 | NZCQ0001 | MALMSTROM AF MISSILE SITE C1 SITE # 1 | NZAS | MALMSTROM | AFACT | 24 North Mountain View Road | United States | Montana | Judith Basin | Stanford | 59479 | 1.06 | 1.04
2551 | NZCR0001 | MALMSTROM AF MISSILE SITE C2 SITE # 1 | NZAS | MALMSTROM | AFACT | 4385 Sage Creek Road | United States | Montana | Judith Basin | Stanford | 59479 | 1.06 | 1.04
2553 | NZCT0001 | MALMSTROM AF MISSILE SITE C4 SITE # 1 | NZAS | MALMSTROM | AFACT | 4916 Windham Benchland Road | United States | Montana | Judith Basin | Stanford | 59479 | 1.06 | 1.04
2557 | NZCX0001 | MALMSTROM AF MISSILE SITE C8 SITE # 1 | NZAS | MALMSTROM | AFACT | 4829 Sage Creek Trailhead Road | United States | Montana | Judith Basin | Stanford | 59479 | 1.06 | 1.04
2558 | NZCY0001 | MALMSTROM AF MISSILE SITE C9 SITE # 1 | NZAS | MALMSTROM | AFACT | 2831 Divide Road | United States | Montana | Judith Basin | Stanford | 59479 | 1.06 | 1.04
2559 | NZCZ0001 | MALMSTROM AF MISSILE SITE C10 SITE # 1 | NZAS | MALMSTROM | AFACT | 2441 Running Wolf Road | United States | Montana | Judith Basin | Stanford | 59479 | 1.06 | 1.04
2560 | NZDA0001 | MALMSTROM AF MISSILE SITE C11 SITE # 1 | NZAS | MALMSTROM | AFACT | 67396 Montana Highway 80 | United States | Montana | Judith Basin | Stanford | 59479 | 1.06 | 1.04
2750 | NZRW0001 | MALMSTROM RADIO RELAY ANNEX NO 3 SITE # 1 | NZAS | MALMSTROM | AFACT | County Route 202 | United States | Montana | Judith Basin | Stanford | 59479 | 1.06 | 1.04
3551 | NZCJ0001 | MALMSTROM AF MISSILE SITE B6 SITE # 1 | NZAS | MALMSTROM | AFACT | 2767 Surprise Crk Road | United States | Montana | Judith Basin | Stanford | 59479 | 1.06 | 1.04
170665 | 30B33 | PROPOSED MISSION VALLEY LAND ACQUISITION | 300NG | MONTANA NATIONAL GUARD | ARGUARD |  | United States | Montana | Lake | Ronan | 59864 | 1.06 | 1.04
2587 | NZED0001 | MALMSTROM AF MISSILE SITE F5 SITE # 1 | NZAS | MALMSTROM | AFACT | 13108 Dry Creek Road | United States | Montana | Lewis and Clark | Augusta | 59410 | 1.06 | 1.04
2588 | NZEE0001 | MALMSTROM AF MISSILE SITE F6 SITE # 1 | NZAS | MALMSTROM | AFACT | 3399 US Highway 287 | United States | Montana | Lewis and Clark | Augusta | 59410 | 1.06 | 1.04
2589 | NZEF0001 | MALMSTROM AF MISSILE SITE F7 SITE # 1 | NZAS | MALMSTROM | AFACT | 3123 Smith Creek Road | United States | Montana | Lewis and Clark | Augusta | 59410 | 1.06 | 1.04
2594 | NZEM0001 | MALMSTROM AF MISSILE SITE G1 SITE # 1 | NZAS | MALMSTROM | AFACT | 9958 Montana Highway 200 | United States | Montana | Lewis and Clark | Augusta | 59410 | 1.06 | 1.04
2602 | NZEV0001 | MALMSTROM AF MISSILE SITE G9 SITE # 1 | NZAS | MALMSTROM | AFACT | 9013 US Highway 287 | United States | Montana | Lewis and Clark | Augusta | 59410 | 1.06 | 1.04
2603 | NZEW0001 | MALMSTROM AF MISSILE SITE G10 SITE # 1 | NZAS | MALMSTROM | AFACT | 5295 Dry Creek Road | United States | Montana | Lewis and Clark | Augusta | 59410 | 1.06 | 1.04
2604 | NZEX0001 | MALMSTROM AF MISSILE SITE G11 SITE # 1 | NZAS | MALMSTROM | AFACT | 5908 Long Butte Road | United States | Montana | Lewis and Clark | Augusta | 59410 | 1.06 | 1.04
2612 | NZFF0001 | MALMSTROM AF MISSILE SITE H8 SITE # 1 | NZAS | MALMSTROM | AFACT | 15197 Montana Highway 21 | United States | Montana | Lewis and Clark | Augusta | 59410 | 1.06 | 1.04
690 | N68967-HM | NAVOPSPTCEN HELENA MT | N68967 | NAVSTA EVERETT WA | NAVACT | USS Helena Drive | United States | Montana | Lewis and Clark | Fort Harrison | 59636 | 1.06 | 1.04
5415 | 30A80 | HELENA AVIATION RC- AASF- C12 | 300NG | MONTANA NATIONAL GUARD | ARGUARD | 3333 Skyway Drive | United States | Montana | Lewis and Clark | Helena | 59601 | 1.06 | 1.04
7266 | 30775 | SHERIDAN HALL USAR CENTER | 27864 | 88TH RRC - MINNESOTA | ARRES |  | United States | Montana | Lewis and Clark | Helena | 59601 | 1.06 | 1.04
9548 | 30454 | HELENA MACDONALD LAND | 300NG | MONTANA NATIONAL GUARD | ARGUARD |  | United States | Montana | Lewis and Clark | Helena | 59601 | 1.06 | 1.04
188440 | 30A82 | HELENA - LAVA MOUNTAIN | 300NG | MONTANA NATIONAL GUARD | ARGUARD |  | United States | Montana | Lewis and Clark | Helena | 59601 | 1.06 | 1.04
182652 | 82387-10517 | 222 E. LYNDALE HELENA | 82387 | JOINT RECRUITING PROGRAM | USACE | 222 E. LYNDALE | United States | Montana | Lewis and Clark | Helena | 59601 | 1.06 | 1.04
3783 | 30760 | AMS 75 G (FORT WM HARRISON) | 27864 | 88TH RRC - MINNESOTA | ARRES | 2150 Williams Street | United States | Montana | Lewis and Clark | Helena | 59602 | 1.06 | 1.04
3796 | 30761 | LOCAL TRAINING AREA | 27864 | 88TH RRC - MINNESOTA | ARRES | 2150 Williams Street | United States | Montana | Lewis and Clark | Helena | 59602 | 1.06 | 1.04
5414 | 30A75 | HELENA - WOMACK RC | 300NG | MONTANA NATIONAL GUARD | ARGUARD | 2010 N Williams ST | United States | Montana | Lewis and Clark | Helena | 59602 | 1.06 | 1.04
5416 | 30A90 | HELENA FMS 03 | 300NG | MONTANA NATIONAL GUARD | ARGUARD | 2177 Williams ST | United States | Montana | Lewis and Clark | Helena | 59602 | 1.06 | 1.04
6321 | 30655 | MTA FT WM HENRY HARRISON | 30655 | FORT WM HENRY HARRISON TRAINING SITE | ARGUARD | 1900 Williams ST | United States | Montana | Lewis and Clark | Helena | 59602 | 1.06 | 1.04
170258 | 30A78 | HELENA SKYWAY STOREFRONT RECRUITING OFFICE | 300NG | MONTANA NATIONAL GUARD | ARGUARD |  | United States | Montana | Lewis and Clark | Helena | 59602 | 1.06 | 1.04
170660 | 30B17 | MCDONALD PASS | 300NG | MONTANA NATIONAL GUARD | ARGUARD |  | United States | Montana | Lewis and Clark | Helena | 59602 | 1.06 | 1.04
170663 | 30A01 | PROPOSED ARTISAN PARK | 300NG | MONTANA NATIONAL GUARD | ARGUARD |  | United States | Montana | Lewis and Clark | Helena | 59602 | 1.06 | 1.04
188441 | 30A81 | HELENA - RED MOUNTAIN | 300NG | MONTANA NATIONAL GUARD | ARGUARD |  | United States | Montana | Lewis and Clark | Helena | 59602 | 1.06 | 1.04
188442 | 30A74 | HELENA CAMPBELL | 300NG | MONTANA NATIONAL GUARD | ARGUARD |  | United States | Montana | Lewis and Clark | Helena | 59602 | 1.06 | 1.04
188443 | 30B34 | ROGERS MOUNTAIN | 300NG | MONTANA NATIONAL GUARD | ARGUARD |  | United States | Montana | Lewis and Clark | Helena | 59602 | 1.06 | 1.04
189935 | 821943 | 802 POLLUS RD HELENA | 70132 | INDEPENDENT DUTY HOUSING PROGRAM | USACE | 175 Hutton Ranch Road | United States | Montana | Lewis and Clark | Helena | 59602 | 1.06 | 1.04
2599 | NZES0001 | MALMSTROM AF MISSILE SITE G6 SITE # 1 | NZAS | MALMSTROM | AFACT | 7320 Birdtail Road | United States | Montana | Lewis and Clark | Wolf Creek | 59648 | 1.06 | 1.04
2600 | NZET0001 | MALMSTROM AF MISSILE SITE G7 SITE # 1 | NZAS | MALMSTROM | AFACT | 7341 Montana Highway 200 | United States | Montana | Lewis and Clark | Wolf Creek | 59648 | 1.06 | 1.04
2601 | NZEU0001 | MALMSTROM AF MISSILE SITE G8 SITE # 1 | NZAS | MALMSTROM | AFACT | 7880 County Road 434 | United States | Montana | Lewis and Clark | Wolf Creek | 59648 | 1.06 | 1.04
5899 | 30B08 | LIBBY READINESS CENTER | 300NG | MONTANA NATIONAL GUARD | ARGUARD | 1004 Treasure Avenue | United States | Montana | Lincoln | Libby | 59923 | 1.06 | 1.04
2506 | NQTN0001 | LOOKOUT PASS SURVIVAL TRAINING SITE SITE # 1 | GJKZ | FAIRCHILD AIR FORCE BASE | AFACT |  | United States | Montana | Mineral | Unknown | 59867 | 1.06 | 1.04
189206 | 821274 | 21824 MEGAN DRIVE FRENCHTOWN | 70132 | INDEPENDENT DUTY HOUSING PROGRAM | USACE | 21824 Megan Drive | United States | Montana | Missoula | Frenchtown | 59834 | 1.06 | 1.04
5128 | 30565 | FT MISSOULA CEMETERY | 27864 | 88TH RRC - MINNESOTA | ARRES | Fort Missoula | United States | Montana | Missoula | Missoula | 59801 | 1.06 | 1.04
7236 | 30556 | SGT ERNEST VEUVE HALL/AMSA #75 | 27864 | 88TH RRC - MINNESOTA | ARRES | T-26, Fort Missoula | United States | Montana | Missoula | Missoula | 59801 | 1.06 | 1.04
170273 | 30B27 | MISSOULA AFRC | 300NG | MONTANA NATIONAL GUARD | ARGUARD |  | United States | Montana | Missoula | Missoula | 59801 | 1.06 | 1.04
170274 | 30B28 | MISSOULA STOREFRONT RECRUITING OFFICE | 300NG | MONTANA NATIONAL GUARD | ARGUARD |  | United States | Montana | Missoula | Missoula | 59801 | 1.06 | 1.04
182690 | 82387-10623 | 2700 PAXSON PLAZA MISSOULA | 82387 | JOINT RECRUITING PROGRAM | USACE | 2700 PAXSON PLAZA SUITE I | United States | Montana | Missoula | Missoula | 59801 | 1.06 | 1.04
190055 | 822235 | 2200 BROOKS STREET MISSOULA | 82387 | JOINT RECRUITING PROGRAM | USACE | 21824 Megan Drive | United States | Montana | Missoula | Missoula | 59801 | 1.06 | 1.04
189737 | 821850 | 2740 RODERICK MISSOULA | 70132 | INDEPENDENT DUTY HOUSING PROGRAM | USACE | 2740 Roderick Way | United States | Montana | Missoula | Missoula | 59803 | 1.06 | 1.04
190759 | 823078 | 3641 BRANDON WAY MISSOULA | 70132 | INDEPENDENT DUTY HOUSING PROGRAM | USACE | 3641 Brandon Way | United States | Montana | Missoula | Missoula | 59803 | 1.06 | 1.04
191329 | 823927 | 2911 BRIGGS STREET MISSOULA | 70132 | INDEPENDENT DUTY HOUSING PROGRAM | USACE | 2911 Briggs Street | United States | Montana | Missoula | Missoula | 59803 | 1.06 | 1.04
190408 | 822543 | 6903 COCHISE DR MISSOULA | 70132 | INDEPENDENT DUTY HOUSING PROGRAM | USACE | 6903 Cochise Drive | United States | Montana | Missoula | Missoula | 59804 | 1.06 | 1.04
5127 | 30585 | FT MISSOULA - FMS 02 | 300NG | MONTANA NATIONAL GUARD | ARGUARD | 3150 Great Nern AVE | United States | Montana | Missoula | Missoula | 59808 | 1.06 | 1.04
5925 | 30B10 | LIVINGSTON READINESS CENTER | 300NG | MONTANA NATIONAL GUARD | ARGUARD | 24 Fleshman Cr RD | United States | Montana | Park | Livingston | 59047 | 1.06 | 1.04
6043 | 30B15 | MALTA READINESS CENTER | 300NG | MONTANA NATIONAL GUARD | ARGUARD | 207 S 1st AVE E | United States | Montana | Phillips | Malta | 59538 | 1.06 | 1.04
188593 | 30B16 | MALTA - WIESE LTA | 300NG | MONTANA NATIONAL GUARD | ARGUARD |  | United States | Montana | Phillips | Malta | 59538 | 1.06 | 1.04
191453 | 30B14 | MALTA READINESS CENTER | 300NG | MONTANA NATIONAL GUARD | ARGUARD |  | United States | Montana | Phillips | Malta | 59538 | 1.06 | 1.04
2715 | NZKN0001 | MALMSTROM AF MISSILE SITE R0 SITE # 1 | NZAS | MALMSTROM | AFACT | 2611 Substation Road | United States | Montana | Pondera | Brady | 59416 | 1.06 | 1.04
2717 | NZKQ0001 | MALMSTROM AF MISSILE SITE R22 SITE # 1 | NZAS | MALMSTROM | AFACT | 1764 Faris School Road | United States | Montana | Pondera | Brady | 59416 | 1.06 | 1.04
2719 | NZKS0001 | MALMSTROM AF MISSILE SITE R24 SITE # 1 | NZAS | MALMSTROM | AFACT | 6574 Faris School Road | United States | Montana | Pondera | Brady | 59416 | 1.06 | 1.04
2722 | NZKV0001 | MALMSTROM AF MISSILE SITE R27 SITE # 1 | NZAS | MALMSTROM | AFACT | 8742 Substation Road | United States | Montana | Pondera | Brady | 59416 | 1.06 | 1.04
2726 | NZKZ0001 | MALMSTROM AF MISSILE SITE S0 SITE # 1 | NZAS | MALMSTROM | AFACT | 2273 Brady Road | United States | Montana | Pondera | Brady | 59416 | 1.06 | 1.04
2729 | NZLC0001 | MALMSTROM AF MISSILE SITE S33 SITE # 1 | NZAS | MALMSTROM | AFACT | 2462 SHINING MOUNTAIN RD | United States | Montana | Pondera | Brady | 59416 | 1.06 | 1.04
2732 | NZLF0001 | MALMSTROM AF MISSILE SITE S36 SITE # 1 | NZAS | MALMSTROM | AFACT | 6924 W. VALLEY RD | United States | Montana | Pondera | Brady | 59416 | 1.06 | 1.04
2734 | NZLH0001 | MALMSTROM AF MISSILE SITE S38 SITE # 1 | NZAS | MALMSTROM | AFACT | 2417 Seasons Road | United States | Montana | Pondera | Brady | 59416 | 1.06 | 1.04
2727 | NZLA0001 | MALMSTROM AF MISSILE SITE S31 SITE # 1 | NZAS | MALMSTROM | AFACT | 7499 Brady Road | United States | Montana | Pondera | Brady | 59433 | 1.06 | 1.04
2693 | NZJQ0001 | MALMSTROM AF MISSILE SITE P0 SITE # 1 | NZAS | MALMSTROM | AFACT | 443 Prospector Road | United States | Montana | Pondera | Conrad | 59425 | 1.06 | 1.04
2695 | NZJS0001 | MALMSTROM AF MISSILE SITE P2 SITE # 1 | NZAS | MALMSTROM | AFACT | 6433 WESTRIDGE RD | United States | Montana | Pondera | Conrad | 59425 | 1.06 | 1.04
2696 | NZJT0001 | MALMSTROM AF MISSILE SITE P3 SITE # 1 | NZAS | MALMSTROM | AFACT | 1186 North Pioneer Road | United States | Montana | Pondera | Conrad | 59425 | 1.06 | 1.04
2697 | NZJU0001 | MALMSTROM AF MISSILE SITE P4 SITE # 1 | NZAS | MALMSTROM | AFACT | 2894 Coal Mine Road | United States | Montana | Pondera | Conrad | 59425 | 1.06 | 1.04
2702 | NZJZ0001 | MALMSTROM AF MISSILE SITE P9 SITE # 1 | NZAS | MALMSTROM | AFACT | 13575 North US Highway 91 | United States | Montana | Pondera | Conrad | 59425 | 1.06 | 1.04
2708 | NZKF0001 | MALMSTROM AF MISSILE SITE Q14 SITE # 1 | NZAS | MALMSTROM | AFACT | 2200 Moulton School Road | United States | Montana | Pondera | Conrad | 59425 | 1.06 | 1.04
2724 | NZKX0001 | MALMSTROM AF MISSILE SITE R29 SITE # 1 | NZAS | MALMSTROM | AFACT | 11169 East Midway Road | United States | Montana | Pondera | Conrad | 59425 | 1.06 | 1.04
2725 | NZKY0001 | MALMSTROM AF MISSILE SITE R30 SITE # 1 | NZAS | MALMSTROM | AFACT | 16615 Sollid Road | United States | Montana | Pondera | Conrad | 59425 | 1.06 | 1.04
2733 | NZLG0001 | MALMSTROM AF MISSILE SITE S37 SITE # 1 | NZAS | MALMSTROM | AFACT | 1609 Oilfield Road | United States | Montana | Pondera | Conrad | 59425 | 1.06 | 1.04
2735 | NZLJ0001 | MALMSTROM AF MISSILE SITE S39 SITE # 1 | NZAS | MALMSTROM | AFACT | 1320 Manta Road | United States | Montana | Pondera | Conrad | 59425 | 1.06 | 1.04
2736 | NZLK0001 | MALMSTROM AF MISSILE SITE S40 SITE # 1 | NZAS | MALMSTROM | AFACT | 5153 Furlough Road | United States | Montana | Pondera | Conrad | 59425 | 1.06 | 1.04
2741 | NZLQ0001 | MALMSTROM AF MISSILE SITE T44 SITE # 1 | NZAS | MALMSTROM | AFACT | 11834 Conrad Dupuyer Road | United States | Montana | Pondera | Conrad | 59425 | 1.06 | 1.04
2740 | NZLP0001 | MALMSTROM AF MISSILE SITE T43 SITE # 1 | NZAS | MALMSTROM | AFACT | 11781 Valier Road | United States | Montana | Pondera | Conrad | 59486 | 1.06 | 1.04
2745 | NZLU0001 | MALMSTROM AF MISSILE SITE T48 SITE # 1 | NZAS | MALMSTROM | AFACT | 18549 Conrad Dupuyer Road | United States | Montana | Pondera | Dupuyer | 59432 | 1.06 | 1.04
2746 | NZLV0001 | MALMSTROM AF MISSILE SITE T49 SITE # 1 | NZAS | MALMSTROM | AFACT | 70096 US Highway 89 | United States | Montana | Pondera | Dupuyer | 59432 | 1.06 | 1.04
2709 | NZKG0001 | MALMSTROM AF MISSILE SITE Q15 SITE # 1 | NZAS | MALMSTROM | AFACT | 3447 Liberty School Road | United States | Montana | Pondera | Ledger | 59456 | 1.06 | 1.04
2710 | NZKH0001 | MALMSTROM AF MISSILE SITE Q16 SITE # 1 | NZAS | MALMSTROM | AFACT | 876 Harvest Road | United States | Montana | Pondera | Ledger | 59456 | 1.06 | 1.04
2716 | NZKP0001 | MALMSTROM AF MISSILE SITE R21 SITE # 1 | NZAS | MALMSTROM | AFACT | 18669 Midway Road East | United States | Montana | Pondera | Unknown | 59425 | 1.06 | 1.04
2698 | NZJV0001 | MALMSTROM AF MISSILE SITE P5 SITE # 1 | NZAS | MALMSTROM | AFACT | 5066 North Sanders Street | United States | Montana | Pondera | Unknown | 59486 | 1.06 | 1.04
2699 | NZJW0001 | MALMSTROM AF MISSILE SITE P6 SITE # 1 | NZAS | MALMSTROM | AFACT | 2355 Frontier Road | United States | Montana | Pondera | Valier | 59486 | 1.06 | 1.04
2700 | NZJX0001 | MALMSTROM AF MISSILE SITE P7 SITE # 1 | NZAS | MALMSTROM | AFACT | 1280 Valier Highway | United States | Montana | Pondera | Valier | 59486 | 1.06 | 1.04
2701 | NZJY0001 | MALMSTROM AF MISSILE SITE P8 SITE # 1 | NZAS | MALMSTROM | AFACT | 1744 Lone Tree Road | United States | Montana | Pondera | Valier | 59486 | 1.06 | 1.04
2737 | NZLL0001 | MALMSTROM AF MISSILE SITE T0 SITE # 1 | NZAS | MALMSTROM | AFACT | 1190 Rocky Road | United States | Montana | Pondera | Valier | 59486 | 1.06 | 1.04
2738 | NZLM0001 | MALMSTROM AF MISSILE SITE T41 SITE # 1 | NZAS | MALMSTROM | AFACT | 9701 Division Road | United States | Montana | Pondera | Valier | 59486 | 1.06 | 1.04
2739 | NZLN0001 | MALMSTROM AF MISSILE SITE T42 SITE # 1 | NZAS | MALMSTROM | AFACT | 4928 Sullivan Bridge Road | United States | Montana | Pondera | Valier | 59486 | 1.06 | 1.04
2747 | NZLW0001 | MALMSTROM AF MISSILE SITE T50 SITE # 1 | NZAS | MALMSTROM | AFACT | 7203 Range View Road | United States | Montana | Pondera | Valier | 59486 | 1.06 | 1.04
5332 | 30A60 | HAMILTON READINESS CENTER | 300NG | MONTANA NATIONAL GUARD | ARGUARD | 910 West Main Street | United States | Montana | Ravalli | Hamilton | 59840 | 1.06 | 1.04
170664 | 30A17 | PROPOSED BITTERROOT VALLEY | 300NG | MONTANA NATIONAL GUARD | ARGUARD |  | United States | Montana | Ravalli | Hamilton | 59840 | 1.06 | 1.04
7275 | 30B40 | SIDNEY | 300NG | MONTANA NATIONAL GUARD | ARGUARD | 2190 West Holly Street | United States | Montana | Richland | Sidney | 59270 | 1.06 | 1.04
4609 | 30A35 | CULBERTSON RC - FMS 04 | 300NG | MONTANA NATIONAL GUARD | ARGUARD | 819 6th Avenue East | United States | Montana | Roosevelt | Culbertson | 59218 | 1.06 | 1.04
4195 | 30A25 | BUTTE AFRC | 300NG | MONTANA NATIONAL GUARD | ARGUARD | 600 Gilman AVE | United States | Montana | Silver Bow | Butte | 59701 | 1.06 | 1.04
7872 | 30810 | WETS BUTTE MT | 08005 | FORT CARSON | ARACT | North of the West end of Chipmunk Way | United States | Montana | Silver Bow | Butte | 59701 | 1.06 | 1.04
170243 | 30A26 | BUTTE STOREFRONT RECRUITING OFFICE | 300NG | MONTANA NATIONAL GUARD | ARGUARD |  | United States | Montana | Silver Bow | Butte | 59701 | 1.06 | 1.04
170652 | 30843 | BUTTE USARC | 27864 | 88TH RRC - MINNESOTA | ARRES |  | United States | Montana | Silver Bow | Butte | 59701 | 1.06 | 1.04
184947 | 710801 | 22 W PARK STREET BUTTE | 66155 |  | USACE | 22 W PARK STREET | United States | Montana | Silver Bow | Butte | 59701 | 1.06 | 1.04
184948 | 82387-11658 | E BROADWAY BUTTE | 82387 | JOINT RECRUITING PROGRAM | USACE | 100 E BROADWAY FINLEN HOTEL | United States | Montana | Silver Bow | Butte | 59701 | 1.06 | 1.04
184949 | 82387-10197 | 1295 HARRISON AVE BUTTE | 82387 | JOINT RECRUITING PROGRAM | USACE | 1295 HARRISON AVE | United States | Montana | Silver Bow | Butte | 59701 | 1.06 | 1.04
187105 | 710264 | 400 N MAIN ST BUTTE | 82387 | JOINT RECRUITING PROGRAM | USACE | 400 N MAIN ST MIKE MANSFIELD FED B | United States | Montana | Silver Bow | Butte | 59701 | 1.06 | 1.04
191006 | 823464 | 1624 LAFAYETTE AVENUE BUTTE | 70132 | INDEPENDENT DUTY HOUSING PROGRAM | USACE | 1624 Lafayette Avenue | United States | Montana | Silver Bow | Butte | 59701 | 1.06 | 1.04
2743 | NZLS0001 | MALMSTROM AF MISSILE SITE T46 SITE # 1 | NZAS | MALMSTROM | AFACT | 3046 13th Lane Northwest | United States | Montana | Teton | Bynum | 59419 | 1.06 | 1.04
2584 | NZEA0001 | MALMSTROM AF MISSILE SITE F2 SITE # 1 | NZAS | MALMSTROM | AFACT | 215 Bellview Road | United States | Montana | Teton | Choteau | 59422 | 1.06 | 1.04
2585 | NZEB0001 | MALMSTROM AF MISSILE SITE F3 SITE # 1 | NZAS | MALMSTROM | AFACT | 5501 US Highway 287 | United States | Montana | Teton | Choteau | 59422 | 1.06 | 1.04
2590 | NZEG0001 | MALMSTROM AF MISSILE SITE F8 SITE # 1 | NZAS | MALMSTROM | AFACT | 827 West Jacksons Corner Road | United States | Montana | Teton | Choteau | 59422 | 1.06 | 1.04
2591 | NZEH0001 | MALMSTROM AF MISSILE SITE F9 SITE # 1 | NZAS | MALMSTROM | AFACT | 1242 Bellview Road | United States | Montana | Teton | Choteau | 59422 | 1.06 | 1.04
2592 | NZEJ0001 | MALMSTROM AF MISSILE SITE F10 SITE # 1 | NZAS | MALMSTROM | AFACT | 1407 Bellview Road | United States | Montana | Teton | Choteau | 59422 | 1.06 | 1.04
2593 | NZEL0001 | MALMSTROM AF MISSILE SITE F11 SITE # 1 | NZAS | MALMSTROM | AFACT | 569 Bellview Road | United States | Montana | Teton | Choteau | 59422 | 1.06 | 1.04
2614 | NZFH0001 | MALMSTROM AF MISSILE SITE H10 SITE # 1 | NZAS | MALMSTROM | AFACT | 200 Priest Butter Road | United States | Montana | Teton | Choteau | 59422 | 1.06 | 1.04
2615 | NZFJ0001 | MALMSTROM AF MISSILE SITE H11 SITE # 1 | NZAS | MALMSTROM | AFACT | 1164 Division Lane North | United States | Montana | Teton | Choteau | 59422 | 1.06 | 1.04
2753 | NZSB0001 | MALMSTROM RADIO RELAY ANNEX NO 8 SITE # 1 | NZAS | MALMSTROM | AFACT | West Jackson Road | United States | Montana | Teton | Choteau | 59422 | 1.06 | 1.04
2628 | NZFX0001 | MALMSTROM AF MISSILE SITE J2 SITE # 1 | NZAS | MALMSTROM | AFACT | 866 16th Road Northeast | United States | Montana | Teton | Dutton | 59433 | 1.06 | 1.04
2720 | NZKT0001 | MALMSTROM AF MISSILE SITE R25 SITE # 1 | NZAS | MALMSTROM | AFACT | 1996 24th Lane Northeast | United States | Montana | Teton | Dutton | 59433 | 1.06 | 1.04
2721 | NZKU0001 | MALMSTROM AF MISSILE SITE R26 SITE # 1 | NZAS | MALMSTROM | AFACT | 2280 20th Lane Northeast | United States | Montana | Teton | Dutton | 59433 | 1.06 | 1.04
2723 | NZKW0001 | MALMSTROM AF MISSILE SITE R28 SITE # 1 | NZAS | MALMSTROM | AFACT | 450 Meridian Road | United States | Montana | Teton | Dutton | 59433 | 1.06 | 1.04
2728 | NZLB0001 | MALMSTROM AF MISSILE SITE S32 SITE # 1 | NZAS | MALMSTROM | AFACT | 156 17th Road Northeast | United States | Montana | Teton | Dutton | 59433 | 1.06 | 1.04
2730 | NZLD0001 | MALMSTROM AF MISSILE SITE S34 SITE # 1 | NZAS | MALMSTROM | AFACT | 48 23rd Road Northwest | United States | Montana | Teton | Dutton | 59433 | 1.06 | 1.04
2751 | NZRZ0001 | MALMSTROM RADIO RELAY ANNEX NO 6 SITE # 1 | NZAS | MALMSTROM | AFACT | East Dutton Road | United States | Montana | Teton | Dutton | 59433 | 1.06 | 1.04
2637 | NZGG0001 | MALMSTROM AF MISSILE SITE J11 SITE # 1 | NZAS | MALMSTROM | AFACT | 1579 14th Road Northeast | United States | Montana | Teton | Dutton | 59443 | 1.06 | 1.04
2606 | NZEZ0001 | MALMSTROM AF MISSILE SITE H2 SITE # 1 | NZAS | MALMSTROM | AFACT | 1268 10th Lane Southwest | United States | Montana | Teton | Fairfield | 59433 | 1.06 | 1.04
2583 | NZDZ0001 | MALMSTROM AF MISSILE SITE F1 SITE # 1 | NZAS | MALMSTROM | AFACT | 4806 US Highway 287 | United States | Montana | Teton | Fairfield | 59436 | 1.06 | 1.04
2605 | NZEY0001 | MALMSTROM AF MISSILE SITE H1 SITE # 1 | NZAS | MALMSTROM | AFACT | 579 2nd Lane Northeast | United States | Montana | Teton | Fairfield | 59436 | 1.06 | 1.04
2613 | NZFG0001 | MALMSTROM AF MISSILE SITE H9 SITE # 1 | NZAS | MALMSTROM | AFACT | 264 Montana Highway 408 | United States | Montana | Teton | Fairfield | 59436 | 1.06 | 1.04
2752 | NZSA0001 | MALMSTROM RADIO RELAY ANNEX NO 7 SITE # 1 | NZAS | MALMSTROM | AFACT | Montana Highway 565 | United States | Montana | Teton | Fairfield | 59436 | 1.06 | 1.04
2731 | NZLE0001 | MALMSTROM AF MISSILE SITE S35 SITE # 1 | NZAS | MALMSTROM | AFACT | 1564 Highway 220 | United States | Montana | Teton | Pendroy | 59467 | 1.06 | 1.04
2742 | NZLR0001 | MALMSTROM AF MISSILE SITE T45 SITE # 1 | NZAS | MALMSTROM | AFACT | 2912 Hawkeye Road | United States | Montana | Teton | Pendroy | 59467 | 1.06 | 1.04
2744 | NZLT0001 | MALMSTROM AF MISSILE SITE T47 SITE # 1 | NZAS | MALMSTROM | AFACT | 251 West Pendroy Road | United States | Montana | Teton | Pendroy | 59467 | 1.06 | 1.04
2607 | NZFA0001 | MALMSTROM AF MISSILE SITE H3 SITE # 1 | NZAS | MALMSTROM | AFACT | 934 9th Lane Northeast | United States | Montana | Teton | Power | 59468 | 1.06 | 1.04
2608 | NZFB0001 | MALMSTROM AF MISSILE SITE H4 SITE # 1 | NZAS | MALMSTROM | AFACT | 453 Gordon Road | United States | Montana | Teton | Power | 59468 | 1.06 | 1.04
2627 | NZFW0001 | MALMSTROM AF MISSILE SITE J1 SITE # 1 | NZAS | MALMSTROM | AFACT | 2060 10th Road Northeast | United States | Montana | Teton | Power | 59468 | 1.06 | 1.04
2636 | NZGF0001 | MALMSTROM AF MISSILE SITE J10 SITE # 1 | NZAS | MALMSTROM | AFACT | 1561 7th Road Northeast | United States | Montana | Teton | Power | 59468 | 1.06 | 1.04
2586 | NZEC0001 | MALMSTROM AF MISSILE SITE F4 SITE # 1 | NZAS | MALMSTROM | AFACT | 929 2nd Road Southwest | United States | Montana | Teton | Unknown | 59436 | 1.06 | 1.04
2694 | NZJR0001 | MALMSTROM AF MISSILE SITE P1 SITE # 1 | NZAS | MALMSTROM | AFACT | 98 Lincoln Road | United States | Montana | Toole | Shelby | 59474 | 1.06 | 1.04
2703 | NZKA0001 | MALMSTROM AF MISSILE SITE P10 SITE # 1 | NZAS | MALMSTROM | AFACT | 515 Hjartarson Road | United States | Montana | Toole | Shelby | 59474 | 1.06 | 1.04
2704 | NZKB0001 | MALMSTROM AF MISSILE SITE Q0 SITE # 1 | NZAS | MALMSTROM | AFACT | 1440 Ledger Road | United States | Montana | Toole | Shelby | 59474 | 1.06 | 1.04
2705 | NZKC0001 | MALMSTROM AF MISSILE SITE Q11 SITE # 1 | NZAS | MALMSTROM | AFACT | 615 Reclamation Road | United States | Montana | Toole | Shelby | 59474 | 1.06 | 1.04
2706 | NZKD0001 | MALMSTROM AF MISSILE SITE Q12 SITE # 1 | NZAS | MALMSTROM | AFACT | 2412 Ledger Road | United States | Montana | Toole | Shelby | 59474 | 1.06 | 1.04
2707 | NZKE0001 | MALMSTROM AF MISSILE SITE Q13 SITE # 1 | NZAS | MALMSTROM | AFACT | 54 Matheson Road | United States | Montana | Toole | Shelby | 59474 | 1.06 | 1.04
2711 | NZKJ0001 | MALMSTROM AF MISSILE SITE Q17 SITE # 1 | NZAS | MALMSTROM | AFACT | 36 Dobyns Road | United States | Montana | Toole | Shelby | 59474 | 1.06 | 1.04
2712 | NZKK0001 | MALMSTROM AF MISSILE SITE Q18 SITE # 1 | NZAS | MALMSTROM | AFACT | 28325 U.S. Highway 2 Northwest | United States | Montana | Toole | Shelby | 59474 | 1.06 | 1.04
2713 | NZKL0001 | MALMSTROM AF MISSILE SITE Q19 SITE # 1 | NZAS | MALMSTROM | AFACT | 941 F Bridge Road | United States | Montana | Toole | Shelby | 59474 | 1.06 | 1.04
2714 | NZKM0001 | MALMSTROM AF MISSILE SITE Q20 SITE # 1 | NZAS | MALMSTROM | AFACT | 28806 U.S. Highway 2 Northwest | United States | Montana | Toole | Shelby | 59474 | 1.06 | 1.04
185152 | 18081-10733 | WESTERLY BDY TRACT A FORT PECK | 18081 | ARMY MISSION SUPPORT | USACE | Yellowstone Road, Westerly Body Tract A | United States | Montana | Valley | Fort Peck | 59223 | 1.06 | 1.04
5215 | 30A50 | GLASGOW READINESS CENTER | 300NG | MONTANA NATIONAL GUARD | ARGUARD | 81 Airport Road | United States | Montana | Valley | Glasgow | 59230 | 1.06 | 1.04
188422 | 30A51 | GLASGOW WOKAL FIELD | 300NG | MONTANA NATIONAL GUARD | ARGUARD |  | United States | Montana | Valley | Glasgow | 59230 | 1.06 | 1.04
2638 | NZGH0001 | MALMSTROM AF MISSILE SITE K1 SITE # 1 | NZAS | MALMSTROM | AFACT | 125 US Highway 191 | United States | Montana | Wheatland | Harlowton | 59036 | 1.06 | 1.04
2639 | NZGJ0001 | MALMSTROM AF MISSILE SITE K2 SITE # 1 | NZAS | MALMSTROM | AFACT | 748 US Highway 191 | United States | Montana | Wheatland | Harlowton | 59036 | 1.06 | 1.04
2640 | NZGK0001 | MALMSTROM AF MISSILE SITE K3 SITE # 1 | NZAS | MALMSTROM | AFACT | 747 Lower Nihill Road | United States | Montana | Wheatland | Harlowton | 59036 | 1.06 | 1.04
2643 | NZGN0001 | MALMSTROM AF MISSILE SITE K6 SITE # 1 | NZAS | MALMSTROM | AFACT | 10693 US Highway-12 | United States | Montana | Wheatland | Harlowton | 59036 | 1.06 | 1.04
2645 | NZGQ0001 | MALMSTROM AF MISSILE SITE K8 SITE # 1 | NZAS | MALMSTROM | AFACT | 3917 US Highway 191 | United States | Montana | Wheatland | Harlowton | 59036 | 1.06 | 1.04
2647 | NZGS0001 | MALMSTROM AF MISSILE SITE K10 SITE # 1 | NZAS | MALMSTROM | AFACT | 694 Lode Road | United States | Montana | Wheatland | Harlowton | 59036 | 1.06 | 1.04
5356 | 30A65 | HARLOWTON READINESS CENTER | 300NG | MONTANA NATIONAL GUARD | ARGUARD | 211 5th Northeast Highway 12 West | United States | Montana | Wheatland | Harlowton | 59036 | 1.06 | 1.04
2648 | NZGT0001 | MALMSTROM AF MISSILE SITE K11 SITE # 1 | NZAS | MALMSTROM | AFACT | 1548 Lode Road | United States | Montana | Wheatland | Judith Gap | 59036 | 1.06 | 1.04
2649 | NZGU0001 | MALMSTROM AF MISSILE SITE L1 SITE # 1 | NZAS | MALMSTROM | AFACT | 1940 North US Highway 191 | United States | Montana | Wheatland | Judith Gap | 59453 | 1.06 | 1.04
2651 | NZGW0001 | MALMSTROM AF MISSILE SITE L3 SITE # 1 | NZAS | MALMSTROM | AFACT | 3078 191N19E Road | United States | Montana | Wheatland | Judith Gap | 59453 | 1.06 | 1.04
2652 | NZGX0001 | MALMSTROM AF MISSILE SITE L4 SITE # 1 | NZAS | MALMSTROM | AFACT | 2479 191N19E Road | United States | Montana | Wheatland | Judith Gap | 59453 | 1.06 | 1.04
2653 | NZGY0001 | MALMSTROM AF MISSILE SITE L5 SITE # 1 | NZAS | MALMSTROM | AFACT | 106 Lammers Road | United States | Montana | Wheatland | Judith Gap | 59453 | 1.06 | 1.04
2654 | NZGZ0001 | MALMSTROM AF MISSILE SITE L6 SITE # 1 | NZAS | MALMSTROM | AFACT | 471 Pronghorn Road | United States | Montana | Wheatland | Judith Gap | 59453 | 1.06 | 1.04
2655 | NZHA0001 | MALMSTROM AF MISSILE SITE L7 SITE # 1 | NZAS | MALMSTROM | AFACT | 132 North US Highway 191 | United States | Montana | Wheatland | Judith Gap | 59453 | 1.06 | 1.04
2656 | NZHB0001 | MALMSTROM AF MISSILE SITE L8 SITE # 1 | NZAS | MALMSTROM | AFACT | 2597 Lode Road | United States | Montana | Wheatland | Judith Gap | 59453 | 1.06 | 1.04
2641 | NZGL0001 | MALMSTROM AF MISSILE SITE K4 SITE # 1 | NZAS | MALMSTROM | AFACT | 1079 12E116N Road | United States | Montana | Wheatland | Shawmut | 59078 | 1.06 | 1.04
2642 | NZGM0001 | MALMSTROM AF MISSILE SITE K5 SITE # 1 | NZAS | MALMSTROM | AFACT | 368 12E116N Road | United States | Montana | Wheatland | Shawmut | 59078 | 1.06 | 1.04
2644 | NZGP0001 | MALMSTROM AF MISSILE SITE K7 SITE # 1 | NZAS | MALMSTROM | AFACT | 6 Mud Creek Road | United States | Montana | Wheatland | Shawmut | 59078 | 1.06 | 1.04
2646 | NZGR0001 | MALMSTROM AF MISSILE SITE K9 SITE # 1 | NZAS | MALMSTROM | AFACT | 544 Mexican John Road | United States | Montana | Wheatland | Twodot | 59085 | 1.06 | 1.04
7626 | 30A19 | TS WACO LTA | 300NG | MONTANA NATIONAL GUARD | ARGUARD | 96-1210 Waihona Street | United States | Montana | Yellowstone | Billings | 59101 | 1.06 | 1.04
687 | N68967-BM | NAVOPSPTCEN BILLINGS | N68967 | NAVSTA EVERETT WA | NAVACT | 2917 Gabel Road | United States | Montana | Yellowstone | Billings | 59102 | 1.06 | 1.04
4043 | 30A14 | BILLINGS AFRC | 300NG | MONTANA NATIONAL GUARD | ARGUARD | 2915 Gable RD | United States | Montana | Yellowstone | Billings | 59102 | 1.06 | 1.04
7081 | 30705 | ROYSDON USAR CENTER | 27864 | 88TH RRC - MINNESOTA | ARRES | 1430 Broadwater Avenue | United States | Montana | Yellowstone | Billings | 59102 | 1.06 | 1.04
170231 | 30A16 | BILLINGS STOREFRONT RECRUITING OFFICE | 300NG | MONTANA NATIONAL GUARD | ARGUARD |  | United States | Montana | Yellowstone | Billings | 59102 | 1.06 | 1.04
189884 | 822081 | 1719 VENUS CIRCLE BILLINGS | 70132 | INDEPENDENT DUTY HOUSING PROGRAM | USACE | 1719 Venus Circle | United States | Montana | Yellowstone | Billings | 59102 | 1.06 | 1.04
191134 | 823661 | 1601 LEWIS AVE BILLINGS | 82387 | JOINT RECRUITING PROGRAM | USACE | 1601 Lewis Avenue | United States | Montana | Yellowstone | Billings | 59102 | 1.06 | 1.04
185115 | 82387-10594 | 2545 CENTRAL AVENUE BILLINGS | 82387 | JOINT RECRUITING PROGRAM | USACE | 2545 Central Avenue Suites C-2 & G | United States | Montana | Yellowstone | Billings | 59102 | 1.06 | 1.04
4044 | 30A15 | BILLINGS FMS 06 | 300NG | MONTANA NATIONAL GUARD | ARGUARD | 5043 Neibauer RD | United States | Montana | Yellowstone | Billings | 59106 | 1.06 | 1.04
5275 | 31480 | GREENLIEF TS/UTES 01 | 31480 | GREENLIEF TRAINING SITE | ARGUARD | 6700 E J ST | United States | Nebraska | Adams | Hastings | 68901 | 0.97 | 0.96
5380 | 31860 | HASTINGS USARC | 27864 | 88TH RRC - MINNESOTA | ARRES |  | United States | Nebraska | Adams | Hastings | 68901 | 0.97 | 0.96
1845 | GHRM0001 | FRANCIS E WARREN AF MISSILE SITE B1 SITE # 1 | GHLN | F E WARREN AFB | AFACT | 750 Banner County Road 18 | United States | Nebraska | Banner | Harrisburg | 69345 | 0.97 | 0.96
1846 | GHRN0001 | FRANCIS E WARREN AF MISSILE SITE B2 SITE # 1 | GHLN | F E WARREN AFB | AFACT | 1311 West Nebraska Highway 88 | United States | Nebraska | Banner | Harrisburg | 69345 | 0.97 | 0.96
1847 | GHRP0001 | FRANCIS E WARREN AF MISSILE SITE B3 SITE # 1 | GHLN | F E WARREN AFB | AFACT | 2351 Plum Creek Road | United States | Nebraska | Banner | Harrisburg | 69345 | 0.97 | 0.96
1849 | GHRR0001 | FRANCIS E WARREN AF MISSILE SITE B5 SITE # 1 | GHLN | F E WARREN AFB | AFACT | 1251 Nebraska Highway 19 | United States | Nebraska | Banner | Harrisburg | 69345 | 0.97 | 0.96
1850 | GHRS0001 | FRANCIS E WARREN AF MISSILE SITE B6 SITE # 1 | GHLN | F E WARREN AFB | AFACT | 951 County Road 6 | United States | Nebraska | Banner | Harrisburg | 69345 | 0.97 | 0.96
1856 | GHRY0001 | FRANCIS E WARREN AF MISSILE SITE C1 SITE # 1 | GHLN | F E WARREN AFB | AFACT | 4153 West Nebraska Highway 88 | United States | Nebraska | Banner | Harrisburg | 69345 | 0.97 | 0.96
1857 | GHRZ0001 | FRANCIS E WARREN AF MISSILE SITE C2 SITE # 1 | GHLN | F E WARREN AFB | AFACT | 4091 Nebraska Highway 71 | United States | Nebraska | Banner | Harrisburg | 69345 | 0.97 | 0.96
1858 | GHSA0001 | FRANCIS E WARREN AF MISSILE SITE C3 SITE # 1 | GHLN | F E WARREN AFB | AFACT | 3651 Wright's Gap Road | United States | Nebraska | Banner | Harrisburg | 69345 | 0.97 | 0.96
1859 | GHSB0001 | FRANCIS E WARREN AF MISSILE SITE C4 SITE # 1 | GHLN | F E WARREN AFB | AFACT | 5351 East Nebraska Highway 88 | United States | Nebraska | Banner | Harrisburg | 69345 | 0.97 | 0.96
1860 | GHSC0001 | FRANCIS E WARREN AF MISSILE SITE C5 SITE # 1 | GHLN | F E WARREN AFB | AFACT | 5910 Nebraska State Road 18 | United States | Nebraska | Banner | Harrisburg | 69345 | 0.97 | 0.96
1861 | GHSD0001 | FRANCIS E WARREN AF MISSILE SITE C6 SITE # 1 | GHLN | F E WARREN AFB | AFACT | 5910 Nebraska State Road 14 | United States | Nebraska | Banner | Harrisburg | 69345 | 0.97 | 0.96
1862 | GHSE0001 | FRANCIS E WARREN AF MISSILE SITE C7 SITE # 1 | GHLN | F E WARREN AFB | AFACT | 4990 Nebraska State Road 14 | United States | Nebraska | Banner | Harrisburg | 69345 | 0.97 | 0.96
1863 | GHSF0001 | FRANCIS E WARREN AF MISSILE SITE C8 SITE # 1 | GHLN | F E WARREN AFB | AFACT | 1851 Nebraska State Road 71 | United States | Nebraska | Banner | Harrisburg | 69345 | 0.97 | 0.96
1864 | GHSG0001 | FRANCIS E WARREN AF MISSILE SITE C9 SITE # 1 | GHLN | F E WARREN AFB | AFACT | 1451 Banner County Road 29 | United States | Nebraska | Banner | Harrisburg | 69345 | 0.97 | 0.96
1865 | GHSH0001 | FRANCIS E WARREN AF MISSILE SITE C10 SITE # 1 | GHLN | F E WARREN AFB | AFACT | 2751 Nebraska State Road 28 | United States | Nebraska | Banner | Harrisburg | 69345 | 0.97 | 0.96
1866 | GHSJ0001 | FRANCIS E WARREN AF MISSILE SITE C11 SITE # 1 | GHLN | F E WARREN AFB | AFACT | 3311 Nebraska Highway 88 | United States | Nebraska | Banner | Harrisburg | 69345 | 0.97 | 0.96
1869 | GHSM0001 | FRANCIS E WARREN AF MISSILE SITE D3 SITE # 1 | GHLN | F E WARREN AFB | AFACT | 4191 Banner County Road 8 | United States | Nebraska | Banner | Harrisburg | 69345 | 0.97 | 0.96
1890 | GHTJ0001 | FRANCIS E WARREN AF MISSILE SITE F2 SITE # 1 | GHLN | F E WARREN AFB | AFACT | 250 Banner County Road 14 | United States | Nebraska | Banner | Harrisburg | 69345 | 0.97 | 0.96
1899 | GHTT0001 | FRANCIS E WARREN AF MISSILE SITE F11 SITE # 1 | GHLN | F E WARREN AFB | AFACT | 251 Banner County Road 6 | United States | Nebraska | Banner | Harrisburg | 69345 | 0.97 | 0.96
170657 | 31914 | KEARNEY STOREFRONT RECRUITING LEASE | 310NG | NEBRASKA NATIONAL GUARD | ARGUARD |  | United States | Nebraska | Buffalo | Kearney | 68845 | 0.97 | 0.96
5706 | 31A85 | KEARNEY RC/FMS 02 | 310NG | NEBRASKA NATIONAL GUARD | ARGUARD | 5710 Airport RD | United States | Nebraska | Buffalo | Kearney | 68847 | 0.97 | 0.96
184771 | 82387-12932 | SECOND AVE KEARNEY | 82387 | JOINT RECRUITING PROGRAM | USACE | 4105 SECOND AVE SUITE 5 | United States | Nebraska | Buffalo | Kearney | 68847 | 0.97 | 0.96
5707 | 3145A | KEARNEY USARC | 27864 | 88TH RRC - MINNESOTA | ARRES |  | United States | Nebraska | Buffalo | Kearney | 68848 | 0.97 | 0.96
182683 | 18081-10537 | RR BRIDGE NO. 0.95 PLATTSMOUTH | 18081 | ARMY MISSION SUPPORT | USACE | RR BRIDGE NO. 0.95 | United States | Nebraska | Cass | Plattsmouth | 68048 | 0.97 | 0.96
188923 | 820857 | WEEPING WATER | 74339 |  |  |  | United States | Nebraska | Cass | Weeping Water | 68463 | 0.97 | 0.96
1902 | GHTW0001 | FRANCIS E WARREN AF MISSILE SITE G3 SITE # 1 | GHLN | F E WARREN AFB | AFACT | 10556 Nebraska State Road 50 | United States | Nebraska | Cheyenne | Dalton | 69131 | 0.97 | 0.96
1910 | GHUE0001 | FRANCIS E WARREN AF MISSILE SITE G11 SITE # 1 | GHLN | F E WARREN AFB | AFACT | 9594 Nebraska State Road 50 | United States | Nebraska | Cheyenne | Dalton | 69131 | 0.97 | 0.96
1912 | GHUG0001 | FRANCIS E WARREN AF MISSILE SITE H2 SITE # 1 | GHLN | F E WARREN AFB | AFACT | 13561 Cheyenne County Road 52 | United States | Nebraska | Cheyenne | Dalton | 69131 | 0.97 | 0.96
1920 | GHUQ0001 | FRANCIS E WARREN AF MISSILE SITE H10 SITE # 1 | GHLN | F E WARREN AFB | AFACT | 11357 Nebraska State Road 56 | United States | Nebraska | Cheyenne | Dalton | 69131 | 0.97 | 0.96
1921 | GHUR0001 | FRANCIS E WARREN AF MISSILE SITE H11 SITE # 1 | GHLN | F E WARREN AFB | AFACT | 12192 Nebraska State Road 56 | United States | Nebraska | Cheyenne | Dalton | 69131 | 0.97 | 0.96
1911 | GHUF0001 | FRANCIS E WARREN AF MISSILE SITE H1 SITE # 1 | GHLN | F E WARREN AFB | AFACT | 12770 Nebraska State Road 46 | United States | Nebraska | Cheyenne | Gurley | 69131 | 0.97 | 0.96
1919 | GHUP0001 | FRANCIS E WARREN AF MISSILE SITE H9 SITE # 1 | GHLN | F E WARREN AFB | AFACT | 11794 Nebraska State Road 46 | United States | Nebraska | Cheyenne | Gurley | 69141 | 0.97 | 0.96
1903 | GHTX0001 | FRANCIS E WARREN AF MISSILE SITE G4 SITE # 1 | GHLN | F E WARREN AFB | AFACT | 20979 Nebraska State Road 42 | United States | Nebraska | Cheyenne | Gurley | 69162 | 0.97 | 0.96
1913 | GHUH0001 | FRANCIS E WARREN AF MISSILE SITE H3 SITE # 1 | GHLN | F E WARREN AFB | AFACT | 4412 Nebraska State Road 143 | United States | Nebraska | Cheyenne | Lodgepole | 69149 | 0.97 | 0.96
1914 | GHUJ0001 | FRANCIS E WARREN AF MISSILE SITE H4 SITE # 1 | GHLN | F E WARREN AFB | AFACT | 14511 Nebraska State Road 44 | United States | Nebraska | Cheyenne | Lodgepole | 69149 | 0.97 | 0.96
1915 | GHUK0001 | FRANCIS E WARREN AF MISSILE SITE H5 SITE # 1 | GHLN | F E WARREN AFB | AFACT | 13312 Nebraska State Road 38 | United States | Nebraska | Cheyenne | Lodgepole | 69149 | 0.97 | 0.96
1916 | GHUL0001 | FRANCIS E WARREN AF MISSILE SITE H6 SITE # 1 | GHLN | F E WARREN AFB | AFACT | 2665 Nebraska State Road 139 | United States | Nebraska | Cheyenne | Lodgepole | 69149 | 0.97 | 0.96
1917 | GHUM0001 | FRANCIS E WARREN AF MISSILE SITE H7 SITE # 1 | GHLN | F E WARREN AFB | AFACT | 12912 Nebraska State Road 30 | United States | Nebraska | Cheyenne | Lodgepole | 69149 | 0.97 | 0.96
1924 | GHUU0001 | FRANCIS E WARREN AF MISSILE SITE I3 SITE # 1 | GHLN | F E WARREN AFB | AFACT | 1810 Nebraska State Road 139 | United States | Nebraska | Cheyenne | Lodgepole | 69149 | 0.97 | 0.96
1925 | GHUV0001 | FRANCIS E WARREN AF MISSILE SITE I4 SITE # 1 | GHLN | F E WARREN AFB | AFACT | 13344 Nebraska State Road 8 | United States | Nebraska | Cheyenne | Lodgepole | 69149 | 0.97 | 0.96
1926 | GHUW0001 | FRANCIS E WARREN AF MISSILE SITE I5 SITE # 1 | GHLN | F E WARREN AFB | AFACT | 14348 Nebraska State Road 8 | United States | Nebraska | Cheyenne | Lodgepole | 69149 | 0.97 | 0.96
1918 | GHUN0001 | FRANCIS E WARREN AF MISSILE SITE H8 SITE # 1 | GHLN | F E WARREN AFB | AFACT | 11910 Nebraska State Road 36 | United States | Nebraska | Cheyenne | Lodgepole | 69156 | 0.97 | 0.96
1891 | GHTK0001 | FRANCIS E WARREN AF MISSILE SITE F3 SITE # 1 | GHLN | F E WARREN AFB | AFACT | 4810 Cheyenne County Road 73 | United States | Nebraska | Cheyenne | Potter | 69133 | 0.97 | 0.96
1942 | GHVN0001 | FRANCIS E WARREN AF MISSILE SITE J10 SITE # 1 | GHLN | F E WARREN AFB | AFACT | 1413 Nebraska State Road 77 | United States | Nebraska | Cheyenne | Potter | 69149 | 0.97 | 0.96
1892 | GHTL0001 | FRANCIS E WARREN AF MISSILE SITE F4 SITE # 1 | GHLN | F E WARREN AFB | AFACT | 8396 Nebraska State Road 46 | United States | Nebraska | Cheyenne | Potter | 69156 | 0.97 | 0.96
1893 | GHTM0001 | FRANCIS E WARREN AF MISSILE SITE F5 SITE # 1 | GHLN | F E WARREN AFB | AFACT | 3611 Nebraska State Road 83 | United States | Nebraska | Cheyenne | Potter | 69156 | 0.97 | 0.96
1895 | GHTP0001 | FRANCIS E WARREN AF MISSILE SITE F7 SITE # 1 | GHLN | F E WARREN AFB | AFACT | 2816 Nebraska State Road 101 | United States | Nebraska | Cheyenne | Potter | 69156 | 0.97 | 0.96
1908 | GHUC0001 | FRANCIS E WARREN AF MISSILE SITE G9 SITE # 1 | GHLN | F E WARREN AFB | AFACT | 8711 Nebraska State Road 26 | United States | Nebraska | Cheyenne | Potter | 69156 | 0.97 | 0.96
1943 | GHVP0001 | FRANCIS E WARREN AF MISSILE SITE J11 SITE # 1 | GHLN | F E WARREN AFB | AFACT | 8567 Nebraska State Road 14 | United States | Nebraska | Cheyenne | Potter | 69156 | 0.97 | 0.96
1900 | GHTU0001 | FRANCIS E WARREN AF MISSILE SITE G1 SITE # 1 | GHLN | F E WARREN AFB | AFACT | 3025 Nebraska State Road 101 | United States | Nebraska | Cheyenne | Sidney | 69162 | 0.97 | 0.96
1901 | GHTV0001 | FRANCIS E WARREN AF MISSILE SITE G2 SITE # 1 | GHLN | F E WARREN AFB | AFACT | 10127 Nebraska State Road 42 | United States | Nebraska | Cheyenne | Sidney | 69162 | 0.97 | 0.96
1904 | GHTY0001 | FRANCIS E WARREN AF MISSILE SITE G5 SITE # 1 | GHLN | F E WARREN AFB | AFACT | 3216 Nebraska State Road 32 | United States | Nebraska | Cheyenne | Sidney | 69162 | 0.97 | 0.96
1905 | GHTZ0001 | FRANCIS E WARREN AF MISSILE SITE G6 SITE # 1 | GHLN | F E WARREN AFB | AFACT | 11910 Nebraska State Road 26 | United States | Nebraska | Cheyenne | Sidney | 69162 | 0.97 | 0.96
1906 | GHUA0001 | FRANCIS E WARREN AF MISSILE SITE G7 SITE # 1 | GHLN | F E WARREN AFB | AFACT | 1419 Nebraska Highway 19 | United States | Nebraska | Cheyenne | Sidney | 69162 | 0.97 | 0.96
1907 | GHUB0001 | FRANCIS E WARREN AF MISSILE SITE G8 SITE # 1 | GHLN | F E WARREN AFB | AFACT | 2096 Nebraska State Road 99 | United States | Nebraska | Cheyenne | Sidney | 69162 | 0.97 | 0.96
1909 | GHUD0001 | FRANCIS E WARREN AF MISSILE SITE G10 SITE # 1 | GHLN | F E WARREN AFB | AFACT | 9183 Nebraska State Road 40 | United States | Nebraska | Cheyenne | Sidney | 69162 | 0.97 | 0.96
1922 | GHUS0001 | FRANCIS E WARREN AF MISSILE SITE I1 SITE # 1 | GHLN | F E WARREN AFB | AFACT | 685 Nebraska State Road 125 | United States | Nebraska | Cheyenne | Sidney | 69162 | 0.97 | 0.96
1923 | GHUT0001 | FRANCIS E WARREN AF MISSILE SITE I2 SITE # 1 | GHLN | F E WARREN AFB | AFACT | 12744 Nebraska State Road 16 | United States | Nebraska | Cheyenne | Sidney | 69162 | 0.97 | 0.96
1930 | GHVA0001 | FRANCIS E WARREN AF MISSILE SITE I9 SITE # 1 | GHLN | F E WARREN AFB | AFACT | 485 Nebraska State Road 105 | United States | Nebraska | Cheyenne | Sidney | 69162 | 0.97 | 0.96
1931 | GHVB0001 | FRANCIS E WARREN AF MISSILE SITE I10 SITE # 1 | GHLN | F E WARREN AFB | AFACT | 652 Nebraska State Road 115 | United States | Nebraska | Cheyenne | Sidney | 69162 | 0.97 | 0.96
1932 | GHVC0001 | FRANCIS E WARREN AF MISSILE SITE I11 SITE # 1 | GHLN | F E WARREN AFB | AFACT | 1466 Nebraska State Road 119 | United States | Nebraska | Cheyenne | Sidney | 69162 | 0.97 | 0.96
1934 | GHVE0001 | FRANCIS E WARREN AF MISSILE SITE J2 SITE # 1 | GHLN | F E WARREN AFB | AFACT | 9391 Nebraska State Road 8 | United States | Nebraska | Cheyenne | Sidney | 69162 | 0.97 | 0.96
7276 | 31B65 | SIDNEY READINESS CENTER | 310NG | NEBRASKA NATIONAL GUARD | ARGUARD | 2225 Legion Park RD | United States | Nebraska | Cheyenne | Sidney | 69162 | 0.97 | 0.96
4149 | 31A25 | BROKEN BOW READINESS CENTER | 310NG | NEBRASKA NATIONAL GUARD | ARGUARD | 160 S 1St AVE | United States | Nebraska | Custer | Broken Bow | 68822 | 0.97 | 0.96
4370 | 31A30 | CHADRON READINESS CENTER | 310NG | NEBRASKA NATIONAL GUARD | ARGUARD | 485 E 12th ST | United States | Nebraska | Dawes | Chadron | 69337 | 0.97 | 0.96
185609 | 18081-10682 | SW 1/4 SEC 11,T 31N, R 32 W, CHADRON | 18081 | ARMY MISSION SUPPORT | USACE | SW 1/4 SEC 11,T 31N, R 32 W, 6TH P.M., SE 1/4 SEC 25 T 31 N, | United States | Nebraska | Dawes | Chadron | 69337 | 0.97 | 0.96
185380 | 310NG-10001 | SEC 14, T30N, R6E PONCA | 310NG | NEBRASKA NATIONAL GUARD | ARGUARD |  | United States | Nebraska | Dixon | Ponca | 68770 | 0.97 | 0.96
5102 | 31A55 | FREMONT READINESS CENTER | 310NG | NEBRASKA NATIONAL GUARD | ARGUARD | 910 N Lincoln ST | United States | Nebraska | Dodge | Fremont | 68025 | 0.97 | 0.96
5103 | 31857 | FREMONT USARC | 27864 | 88TH RRC - MINNESOTA | ARRES | 1306 Ridge Road Drive | United States | Nebraska | Dodge | Fremont | 68025 | 0.97 | 0.96
182831 | 82387-11793 | EASTVILLE SHPG PLZ FREMONT | 82387 | JOINT RECRUITING PROGRAM | USACE | 2830 E. 23RD AVENUE EASTVILLE SHOPPING PLAZA | United States | Nebraska | Dodge | Fremont | 68025 | 0.97 | 0.96
191640 | 824242 | 3220 EAST ELK LANE FREMONT | 82387 | JOINT RECRUITING PROGRAM | USACE | 3220 East Elk Lane | United States | Nebraska | Dodge | Fremont | 68025 | 0.97 | 0.96
3105 | SGDK0001 | OFFUTT COMM ANNEX NO 3 GLOBECOM SITE # 1 | SGBP | OFFUTTAIRFORCEBSE | AFACT | US Highway 275 | United States | Nebraska | Dodge | Hooper | 68031 | 0.97 | 0.96
3104 | SGDJ0001 | OFFUTT COMMUNICATIONS ANX NO 2 GLOBECOM SITE # 1 | SGBP | OFFUTTAIRFORCEBSE | AFACT | 21011 Rainwood Road | United States | Nebraska | Douglas | Elkhorn | 68002 | 0.97 | 0.96
6624 | 31B40 | OMAHA READINESS CENTER | 310NG | NEBRASKA NATIONAL GUARD | ARGUARD | 6929 Mercy RD | United States | Nebraska | Douglas | Omaha | 68106 | 1.01 | 1.01
182666 | 800159 | 7171 MEARCY ROAD, SUITE 305 OMAHA | 82387 | JOINT RECRUITING PROGRAM | USACE | 7171 Mearcy Road | United States | Nebraska | Douglas | Omaha | 68106 | 1.01 | 1.01
182656 | 82387-10417 | 1941 SOUTH 42ND STREET OMAHA | 82387 | JOINT RECRUITING PROGRAM | USACE | 1941 SOUTH 42ND STREET SUITE 542, CENTER MALL | United States | Nebraska | Douglas | Omaha | 68106 | 1.01 | 1.01
3673 | 31855 | 21/WOOLWORTH OMAHA USARC | 27864 | 88TH RRC - MINNESOTA | ARRES |  | United States | Nebraska | Douglas | Omaha | 68108 | 1.01 | 1.01
850 | M67861-0003 | MCRC OMAHA NE | N00128 | NAVAL STATION GREAT LAKES IL | MCRES | 5805 North 30th Street | United States | Nebraska | Douglas | Omaha | 68111 | 1.01 | 1.01
4094 | 31925 | BOOKER/OMAHA USARC | 27864 | 88TH RRC - MINNESOTA | ARRES |  | United States | Nebraska | Douglas | Omaha | 68111 | 1.01 | 1.01
190858 | M67861-NP | INGRANT METRO COLLEGE | M67861 | MCRS WILMINGTON | MCRES |  | United States | Nebraska | Douglas | Omaha | 68111 | 1.01 | 1.01
190971 | M67861-0007 | OMAHA, NE (BOOKER) | M67861 | MCRS WILMINGTON | MCRES |  | United States | Nebraska | Douglas | Omaha | 68111 | 1.01 | 1.01
185738 | 18081-10734 | WESTERN UNION TOWER OMAHA | 18081 | ARMY MISSION SUPPORT | USACE | WESTERN UNION TOWER OFFUTT AFB | United States | Nebraska | Douglas | Omaha | 68113 | 1.01 | 1.01
185607 | 82387-11157 | 7634 WEST DODGE RD OMAHA | 82387 | JOINT RECRUITING PROGRAM | USACE | 7634 WEST DODGE RD CROSSROADS PLAZA | United States | Nebraska | Douglas | Omaha | 68114 | 1.01 | 1.01
182660 | 710950 | 5303 F STREET OMAHA | 66155 |  | USACE | 5303 F STREET | United States | Nebraska | Douglas | Omaha | 68117 | 1.01 | 1.01
188079 | 82387-12261 | MERCY RD OMAHA | 82387 | JOINT RECRUITING PROGRAM | USACE | 7171 MERCY ROAD SUITE 305 | United States | Nebraska | Douglas | Omaha | 68124 | 1.01 | 1.01
191480 | 824050 | 1910 SOUTH 72ND STREET OMAHA | 82387 | JOINT RECRUITING PROGRAM | USACE | 1910 South 72nd Street | United States | Nebraska | Douglas | Omaha | 68124 | 1.01 | 1.01
186855 | 800770 | LAKESIDE HILLS PLAZA OMAHA | 82387 | JOINT RECRUITING PROGRAM | USACE | Lakeside Hills Plaza | United States | Nebraska | Douglas | Omaha | 68130 | 1.01 | 1.01
182669 | 800160 | SORENSEN PARK PLAZA OMAHA | 82387 | JOINT RECRUITING PROGRAM | USACE | 6636 N 73rd Olaza | United States | Nebraska | Douglas | Omaha | 68134 | 1.01 | 1.01
6564 | 31C00 | NORTH OMAHA READINESS CENTER | 310NG | NEBRASKA NATIONAL GUARD | ARGUARD | 11650 Rainwood RD | United States | Nebraska | Douglas | Omaha | 68142 | 1.01 | 1.01
191475 | 823883 | 14430 WEST CENTER ROAD OMAHA | 82387 | JOINT RECRUITING PROGRAM | USACE | 14430 West Center Road | United States | Nebraska | Douglas | Omaha | 68144 | 1.01 | 1.01
182664 | 711225 | ROCKBROOK VILLAGE SHOPPING CENTER OMAHA | 310NG | NEBRASKA NATIONAL GUARD | ARGUARD | Rockbrook Village Shopping Center 10816 Elm Street | United States | Nebraska | Douglas | Omaha | 68144 | 1.01 | 1.01
182667 | 82387-10277 | 14533 W. CENTER ROAD OMAHA | 82387 | JOINT RECRUITING PROGRAM | USACE | 14533 W. CENTER ROAD GALLERIA COLLECTION | United States | Nebraska | Douglas | Omaha | 68144 | 1.01 | 1.01
182661 | 800158 | 10928 EMMET STREET OMAHA | 82387 | JOINT RECRUITING PROGRAM | USACE | 10928 Emmet Street | United States | Nebraska | Douglas | Omaha | 68164 | 1.01 | 1.01
170237 | 31991 | BEATRICE ARMED FORCES RESERVE CENTER | 310NG | NEBRASKA NATIONAL GUARD | ARGUARD |  | United States | Nebraska | Gage | Beatrice | 68310 | 0.97 | 0.96
183725 | 82387-12329 | N 6TH ST BEATRICE | 82387 | JOINT RECRUITING PROGRAM | USACE | 1217 NORTH 6TH STREET | United States | Nebraska | Gage | Beatrice | 68310 | 0.97 | 0.96
7978 | 3194A | WYMORE USARC | 27864 | 88TH RRC - MINNESOTA | ARRES |  | United States | Nebraska | Gage | Wymore | 68466 | 0.97 | 0.96
5246 | 31C10 | GRAND ISLAND AASF/RC | 310NG | NEBRASKA NATIONAL GUARD | ARGUARD | 3010 E Airport RD | United States | Nebraska | Hall | Grand Island | 68801 | 0.92 | 0.91
5247 | 31A65 | GRAND ISLAND READINESS CENTER | 310NG | NEBRASKA NATIONAL GUARD | ARGUARD | 2900 W Lincoln HWY | United States | Nebraska | Hall | Grand Island | 68801 | 0.92 | 0.91
184950 | 18081-10649 | SEC6, T11N, R9W GRAND ISLAND | 18081 | ARMY MISSION SUPPORT | USACE | SEC6, T11N, R9W HALL COUNTY | United States | Nebraska | Hall | Grand Island | 68801 | 0.92 | 0.91
4551 | 31135 | CORNHUSKER AAP | 31135 | CORNHUSKER ARMY AMMUNITION PLANT | ARACT | 102 North 60th Road | United States | Nebraska | Hall | Grand Island | 68803 | 0.92 | 0.91
184951 | 18081-10418 | MONITOR RD & 60TH RD GRAND ISLAND | 18081 | ARMY MISSION SUPPORT | USACE | MONITOR RD & 60TH RD | United States | Nebraska | Hall | Grand Island | 68803 | 0.92 | 0.91
184770 | 18081-10402 | LOTS 15 - 24 HORDVILLE | 18081 | ARMY MISSION SUPPORT | USACE | LOTS 15 - 24 BLOCK 2 | United States | Nebraska | Hamilton | Hordville | 68846 | 0.97 | 0.96
185837 | 18081-10556 | SE1/4 SEC 21 T13N HORDVILLE | 18081 | ARMY MISSION SUPPORT | USACE | SE1/4 SEC 21 T13N R5W 6TH P.M. | United States | Nebraska | Hamilton | Hordville | 68846 | 0.97 | 0.96
6635 | 31B45 | ONEILL READINESS CENTER | 310NG | NEBRASKA NATIONAL GUARD | ARGUARD | 635 N 4th ST | United States | Nebraska | Holt | Oneill | 68763 | 0.97 | 0.96
1880 | GHSY0001 | FRANCIS E WARREN AF MISSILE SITE E3 SITE # 1 | GHLN | F E WARREN AFB | AFACT | 2185 Kimball County Road 26 | United States | Nebraska | Kimball | Bushnell | 160800 | 0.97 | 0.96
1882 | GHTA0001 | FRANCIS E WARREN AF MISSILE SITE E5 SITE # 1 | GHLN | F E WARREN AFB | AFACT | 1061 Kimball County Road 25 | United States | Nebraska | Kimball | Bushnell | 160820 | 0.97 | 0.96
1879 | GHSX0001 | FRANCIS E WARREN AF MISSILE SITE E2 SITE # 1 | GHLN | F E WARREN AFB | AFACT | 2492 Kimball County Road 13 | United States | Nebraska | Kimball | Bushnell | 360790 | 0.97 | 0.96
1878 | GHSW0001 | FRANCIS E WARREN AF MISSILE SITE E1 SITE # 1 | GHLN | F E WARREN AFB | AFACT | 729 Kimball County Road 16 | United States | Nebraska | Kimball | Bushnell | 760780 | 0.97 | 0.96
1884 | GHTC0001 | FRANCIS E WARREN AF MISSILE SITE E7 SITE # 1 | GHLN | F E WARREN AFB | AFACT | 730 Kimball County Road 6 | United States | Nebraska | Kimball | Bushnell | 760840 | 0.97 | 0.96
1874 | GHSS0001 | FRANCIS E WARREN AF MISSILE SITE D8 SITE # 1 | GHLN | F E WARREN AFB | AFACT | 748 Kimball County Road 40 | United States | Nebraska | Kimball | Bushnell | 860740 | 0.97 | 0.96
1876 | GHSU0001 | FRANCIS E WARREN AF MISSILE SITE D10 SITE # 1 | GHLN | F E WARREN AFB | AFACT | 4849 Kimball County Road 7 | United States | Nebraska | Kimball | Bushnell | 860760 | 0.97 | 0.96
1873 | GHSR0001 | FRANCIS E WARREN AF MISSILE SITE D7 SITE # 1 | GHLN | F E WARREN AFB | AFACT | 3660 Kimball County Road 17 | United States | Nebraska | Kimball | Bushnell | 960730 | 0.97 | 0.96
1875 | GHST0001 | FRANCIS E WARREN AF MISSILE SITE D9 SITE # 1 | GHLN | F E WARREN AFB | AFACT | 4616 Kimball County Road 17 | United States | Nebraska | Kimball | Bushnell | 960750 | 0.97 | 0.96
1877 | GHSV0001 | FRANCIS E WARREN AF MISSILE SITE D11 SITE # 1 | GHLN | F E WARREN AFB | AFACT | 5466 Kimball County Road 17 | United States | Nebraska | Kimball | Bushnell | 960770 | 0.97 | 0.96
1881 | GHSZ0001 | FRANCIS E WARREN AF MISSILE SITE E4 SITE # 1 | GHLN | F E WARREN AFB | AFACT | 1494 Kimball County Road 17 | United States | Nebraska | Kimball | Bushnell | 960810 | 0.97 | 0.96
1883 | GHTB0001 | FRANCIS E WARREN AF MISSILE SITE E6 SITE # 1 | GHLN | F E WARREN AFB | AFACT | 631 Kimball County Road 17 | United States | Nebraska | Kimball | Bushnell | 960830 | 0.97 | 0.96
1945 | GHVR0001 | FRANCIS E WARREN AF MISSILE SITE K2 SITE # 1 | GHLN | F E WARREN AFB | AFACT | 6711 Nebraska State Road 26 | United States | Nebraska | Kimball | Dix | 660450 | 0.97 | 0.96
1944 | GHVQ0001 | FRANCIS E WARREN AF MISSILE SITE K1 SITE # 1 | GHLN | F E WARREN AFB | AFACT | 2019 Nebraska State Road 59 | United States | Nebraska | Kimball | Dix | 960440 | 0.97 | 0.96
1954 | GHWA0001 | FRANCIS E WARREN AF MISSILE SITE K11 SITE # 1 | GHLN | F E WARREN AFB | AFACT | 3088 Kimball County Road 59 | United States | Nebraska | Kimball | Dix | 960540 | 0.97 | 0.96
1889 | GHTH0001 | FRANCIS E WARREN AF MISSILE SITE F1 SITE # 1 | GHLN | F E WARREN AFB | AFACT | 5091 Kimball County Road 59 | United States | Nebraska | Kimball | Dix | 960890 | 0.97 | 0.96
1896 | GHTQ0001 | FRANCIS E WARREN AF MISSILE SITE F8 SITE # 1 | GHLN | F E WARREN AFB | AFACT | 5949 Kimball County Road 42 | United States | Nebraska | Kimball | Dix | 960960 | 0.97 | 0.96
1949 | GHVV0001 | FRANCIS E WARREN AF MISSILE SITE K6 SITE # 1 | GHLN | F E WARREN AFB | AFACT | 4748 Kimball County Road 12 | United States | Nebraska | Kimball | Kimball | 260490 | 0.97 | 0.96
1871 | GHSP0001 | FRANCIS E WARREN AF MISSILE SITE D5 SITE # 1 | GHLN | F E WARREN AFB | AFACT | 4109 Kimball County Road 42 | United States | Nebraska | Kimball | Kimball | 360710 | 0.97 | 0.96
1870 | GHSN0001 | FRANCIS E WARREN AF MISSILE SITE D4 SITE # 1 | GHLN | F E WARREN AFB | AFACT | 4107 Kimball County Road 52 | United States | Nebraska | Kimball | Kimball | 460700 | 0.97 | 0.96
1952 | GHVY0001 | FRANCIS E WARREN AF MISSILE SITE K9 SITE # 1 | GHLN | F E WARREN AFB | AFACT | 2990 Kimball County Road 20 | United States | Nebraska | Kimball | Kimball | 560520 | 0.97 | 0.96
1951 | GHVX0001 | FRANCIS E WARREN AF MISSILE SITE K8 SITE # 1 | GHLN | F E WARREN AFB | AFACT | 1806 Nebraska Highway 71 | United States | Nebraska | Kimball | Kimball | 660510 | 0.97 | 0.96
1872 | GHSQ0001 | FRANCIS E WARREN AF MISSILE SITE D6 SITE # 1 | GHLN | F E WARREN AFB | AFACT | 3819 Kimball County Road 29 | United States | Nebraska | Kimball | Kimball | 660720 | 0.97 | 0.96
1894 | GHTN0001 | FRANCIS E WARREN AF MISSILE SITE F6 SITE # 1 | GHLN | F E WARREN AFB | AFACT | 6909 Nebraska State Road 40 | United States | Nebraska | Kimball | Kimball | 660940 | 0.97 | 0.96
1950 | GHVW0001 | FRANCIS E WARREN AF MISSILE SITE K7 SITE # 1 | GHLN | F E WARREN AFB | AFACT | 3591 Kimball County Road 10 | United States | Nebraska | Kimball | Kimball | 760500 | 0.97 | 0.96
1953 | GHVZ0001 | FRANCIS E WARREN AF MISSILE SITE K10 SITE # 1 | GHLN | F E WARREN AFB | AFACT | 4909 Kimball County Road 28 | United States | Nebraska | Kimball | Kimball | 760530 | 0.97 | 0.96
1868 | GHSL0001 | FRANCIS E WARREN AF MISSILE SITE D2 SITE # 1 | GHLN | F E WARREN AFB | AFACT | 3110 Kimball County Road 6 | United States | Nebraska | Kimball | Kimball | 860680 | 0.97 | 0.96
1897 | GHTR0001 | FRANCIS E WARREN AF MISSILE SITE F9 SITE # 1 | GHLN | F E WARREN AFB | AFACT | 3692 Kimball County Road 49 | United States | Nebraska | Kimball | Kimball | 860970 | 0.97 | 0.96
1898 | GHTS0001 | FRANCIS E WARREN AF MISSILE SITE F10 SITE # 1 | GHLN | F E WARREN AFB | AFACT | 4661 Kimball County Road 49 | United States | Nebraska | Kimball | Kimball | 860980 | 0.97 | 0.96
1946 | GHVS0001 | FRANCIS E WARREN AF MISSILE SITE K3 SITE # 1 | GHLN | F E WARREN AFB | AFACT | 1626 Nebraska State Road 69 | United States | Nebraska | Kimball | Kimball | 960460 | 0.97 | 0.96
1947 | GHVT0001 | FRANCIS E WARREN AF MISSILE SITE K4 SITE # 1 | GHLN | F E WARREN AFB | AFACT | 648 Kimball County Road 69 | United States | Nebraska | Kimball | Kimball | 960470 | 0.97 | 0.96
1948 | GHVU0001 | FRANCIS E WARREN AF MISSILE SITE K5 SITE # 1 | GHLN | F E WARREN AFB | AFACT | 895 Nebraska State Road 59 | United States | Nebraska | Kimball | Kimball | 960480 | 0.97 | 0.96
1867 | GHSK0001 | FRANCIS E WARREN AF MISSILE SITE D1 SITE # 1 | GHLN | F E WARREN AFB | AFACT | 5083 Nebraska State Road 27 | United States | Nebraska | Kimball | Kimball | 960670 | 0.97 | 0.96
182637 | 18081-10024 | 100 CENTENNIAL LINCOLN1 | 18081 | ARMY MISSION SUPPORT | USACE | 100 CENTENNIAL | United States | Nebraska | Lancaster | Lincoln | 68501 | 0.97 | 0.96
5909 | 31875 | EAST CAMPUS RC | 310NG | NEBRASKA NATIONAL GUARD | ARGUARD | 2000 North 33rd Street | United States | Nebraska | Lancaster | Lincoln | 68503 | 0.97 | 0.96
5910 | 31941 | LINCOLN USARC #2 | 27864 | 88TH RRC - MINNESOTA | ARRES |  | United States | Nebraska | Lancaster | Lincoln | 68503 | 0.97 | 0.96
170033 | 31474 | LINCOLN STORE FRONT RECRUITING | 310NG | NEBRASKA NATIONAL GUARD | ARGUARD |  | United States | Nebraska | Lancaster | Lincoln | 68503 | 0.97 | 0.96
5904 | 31A95 | LINCOLN 1776 ARMORY | 310NG | NEBRASKA NATIONAL GUARD | ARGUARD | 1776 N 10th ST | United States | Nebraska | Lancaster | Lincoln | 68508 | 0.97 | 0.96
5906 | 31B05 | LINCOLN COMPLEX/FMS 01 | 310NG | NEBRASKA NATIONAL GUARD | ARGUARD | 1234 Military RD | United States | Nebraska | Lancaster | Lincoln | 68508 | 0.97 | 0.96
5908 | 31B07 | LINCOLN TAG HEADQUARTERS | 310NG | NEBRASKA NATIONAL GUARD | ARGUARD | 1300 Military RD | United States | Nebraska | Lancaster | Lincoln | 68508 | 0.97 | 0.96
182638 | 82387-10006 | 100 CENTENNIAL LINCOLN | 82387 | JOINT RECRUITING PROGRAM | USACE | 100 CENTENNIAL RM 259 | United States | Nebraska | Lancaster | Lincoln | 68508 | 0.97 | 0.96
182641 | 82387-10180 | 1248 "O" STREET LINCOLN | 82387 | JOINT RECRUITING PROGRAM | USACE | 1248 "O" STREET SUITE 764 | United States | Nebraska | Lancaster | Lincoln | 68508 | 0.97 | 0.96
182639 | 82387-12325 | N 27TH ST LINCOLN | 82387 | JOINT RECRUITING PROGRAM | USACE | 505 N. 27TH STREET BAYS A,K AND L | United States | Nebraska | Lancaster | Lincoln | 68510 | 0.97 | 0.96
182635 | 82387-12644 | PINE LAKE RD LINCOLN | 82387 | JOINT RECRUITING PROGRAM | USACE | 1501 PINE LAKE RD STE22 | United States | Nebraska | Lancaster | Lincoln | 68512 | 0.97 | 0.96
190561 | 822676 | 7141 NORTH 15TH STREET LINCOLN | 70132 | INDEPENDENT DUTY HOUSING PROGRAM | USACE | 7141 North 15th Street | United States | Nebraska | Lancaster | Lincoln | 68521 | 1.01 | 1.01
5905 | 31490 | LINCOLN AASF/READINESS CENTER | 310NG | NEBRASKA NATIONAL GUARD | ARGUARD | 2400 Nw 24th ST | United States | Nebraska | Lancaster | Lincoln | 68524 | 0.97 | 0.96
5907 | 31B01 | LINCOLN CSMS 31/USPFO | 310NG | NEBRASKA NATIONAL GUARD | ARGUARD | 2950 N Park RD | United States | Nebraska | Lancaster | Lincoln | 68524 | 0.97 | 0.96
170028 | 31509 | AIRBASE MEDICAL FACILITY | 310NG | NEBRASKA NATIONAL GUARD | ARGUARD |  | United States | Nebraska | Lancaster | Lincoln | 68524 | 0.97 | 0.96
2493 | NGCB0001 | LINCOLN MUNICIPAL AIRPORT SITE # 1 | NGCB | LINCOLN MUNICIPAL AIRPORT | AFGUARD | 2420 West Butler Avenue | United States | Nebraska | Lancaster | Unknown | 68524 | 0.97 | 0.96
6344 | 3162C | N PLATTE AMSA | 27864 | 88TH RRC - MINNESOTA | ARRES | 921 E. 6th Street | United States | Nebraska | Lincoln | North Platte | 69101 | 0.97 | 0.96
6566 | 31B30 | NORTH PLATTE RC/FMS 03 | 310NG | NEBRASKA NATIONAL GUARD | ARGUARD | 1700 N Jeffers ST | United States | Nebraska | Lincoln | North Platte | 69101 | 0.97 | 0.96
6567 | 3162B | NORTH PLATTE USARC | 27864 | 88TH RRC - MINNESOTA | ARRES | 3111 S. Willow Street | United States | Nebraska | Lincoln | North Platte | 69101 | 0.97 | 0.96
182434 | 710449 | 3111 SOUTH WILLOW STREET NORTH PLATTE | 27864 | 88TH RRC - MINNESOTA | ARRES | 3111 South Willow Street | United States | Nebraska | Lincoln | North Platte | 69101 | 0.97 | 0.96
191729 | 31606 | NORTH PLATTE READINESS CENTER | 310NG | NEBRASKA NATIONAL GUARD | ARGUARD | 1700 N Jeffers St | United States | Nebraska | Lincoln | North Platte | 69101 | 0.97 | 0.96
6552 | 31B90 | NORFOLK FMS 07 | 310NG | NEBRASKA NATIONAL GUARD | ARGUARD | 1707 N Airport RD | United States | Nebraska | Madison | Norfolk | 68701 | 0.97 | 0.96
6553 | 31B25 | NORFOLK READINESS CENTER | 310NG | NEBRASKA NATIONAL GUARD | ARGUARD | 817 S 1St ST | United States | Nebraska | Madison | Norfolk | 68701 | 0.97 | 0.96
6554 | 3162A | NORFOLK USARC | 27864 | 88TH RRC - MINNESOTA | ARRES | 405 Northwestern Avenue | United States | Nebraska | Madison | Norfolk | 68701 | 0.97 | 0.96
183900 | 710210 | 710 S. 13TH STREET NORFOLK | 82387 | JOINT RECRUITING PROGRAM | USACE | 710 S. 13TH STREET SUITE 300/400(BAY A-10/11) | United States | Nebraska | Madison | Norfolk | 68701 | 0.97 | 0.96
3103 | 31485 | SILVER CREEK | 31480 | GREENLIEF TRAINING SITE | ARGUARD |  | United States | Nebraska | Merrick | Silver Creek | 68663 | 0.97 | 0.96
6371 | 31B20 | NEBRASKA CITY READINESS CENTER | 310NG | NEBRASKA NATIONAL GUARD | ARGUARD | 2020 4th Corso | United States | Nebraska | Otoe | Nebraska City | 68410 | 0.97 | 0.96
190770 | 823065 | 55001 849 ROAD PIERCE | 70132 | INDEPENDENT DUTY HOUSING PROGRAM | USACE | 55001 849 Road | United States | Nebraska | Pierce | Pierce | 68767 | 1.01 | 1.01
4518 | 3117A | COLUMBUS USARC | 27864 | 88TH RRC - MINNESOTA | ARRES |  | United States | Nebraska | Platte | Columbus | 68601 | 0.97 | 0.96
170742 | 31558 | COLUMBUS AFRC | 310NG | NEBRASKA NATIONAL GUARD | ARGUARD |  | United States | Nebraska | Platte | Columbus | 68601 | 0.97 | 0.96
6127 | 3154A | MCCOOK USARC | 27864 | 88TH RRC - MINNESOTA | ARRES | 400 Airport Road | United States | Nebraska | Red Willow | McCook | 69001 | 0.97 | 0.96
170748 | 31597 | MCCOOK AFRC | 310NG | NEBRASKA NATIONAL GUARD | ARGUARD |  | United States | Nebraska | Red Willow | McCook | 69001 | 0.97 | 0.96
182426 | 18081-10573 | SEC 15 T6N R3E WILBER | 18081 | ARMY MISSION SUPPORT | USACE | SEC 15 T6N R3E SALINE COUNTY | United States | Nebraska | Saline | Wilber | 68465 | 0.97 | 0.96
183726 | 82387-13098 | TWIN CREEK DR BELLEVUE | 82387 | JOINT RECRUITING PROGRAM | USACE | 3906 TWIN CREEK DR BAYS #5-8 | United States | Nebraska | Sarpy | Bellevue | 68123 | 1.03 | 1.03
190358 | 710711 | 3906 RAYNOR PARKWAY BELLEVUE | 82387 | JOINT RECRUITING PROGRAM | USACE | 3906 Raynor Parkway Suite 102 | United States | Nebraska | Sarpy | Bellevue | 68123 | 1.03 | 1.03
191826 | 31C25 | BELLEVUE READINESS CENTER | 310NG | NEBRASKA NATIONAL GUARD | ARGUARD |  | United States | Nebraska | Sarpy | Bellevue | 68123 | 1.03 | 1.03
3100 | SGBP0001 | OFFUTTAIRFORCEBSE SITE # 1 | SGBP | OFFUTTAIRFORCEBSE | AFACT | 601 Butler Boulevard | United States | Nebraska | Sarpy | Offutt A.F.B. | 68113 | 1.03 | 1.03
3102 | SGBV0001 | OFFUTT ILS LOCALIZER ANNEX SITE # 1 | SGBP | OFFUTTAIRFORCEBSE | AFACT | 601 Butler Boulevard (SGBV) | United States | Nebraska | Sarpy | Offutt A.F.B. | 68113 | 1.03 | 1.03
3106 | SGER0001 | OFFUTT FAMILY HOUSING ANNEX SITE # 1 | SGBP | OFFUTTAIRFORCEBSE | AFACT | 12440 South 28th Avenue | United States | Nebraska | Sarpy | Offutt A.F.B. | 68113 | 1.03 | 1.03
186921 | 82387-12582 | OFFUTT AFB | 82387 | JOINT RECRUITING PROGRAM | USACE | 106 PEACEKEEPER DR. BLDG. #313 | United States | Nebraska | Sarpy | Offutt A.F.B. | 68113 | 1.03 | 1.03
3101 | SGBS0001 | OFFUTT LEVEE ANNEX SITE # 1 | SGBP | OFFUTTAIRFORCEBSE | AFACT | 601 Butler Boulevard (SGBS) | United States | Nebraska | Sarpy | Unknown | 68113 | 1.03 | 1.03
3107 | SGEX0001 | OFFUTT ILS MIDDLE MARKER ANNEX SITE # 1 | SGBP | OFFUTTAIRFORCEBSE | AFACT | 601 Butler Boulevard (SGEX) | United States | Nebraska | Sarpy | Unknown | 68113 | 1.03 | 1.03
3108 | SGLM0001 | OFFUTT TACAN ANNEX SITE # 1 | SGBP | OFFUTTAIRFORCEBSE | AFACT | 601 Butler Boulevard (SGLM) | United States | Nebraska | Sarpy | Unknown | 68113 | 1.03 | 1.03
3866 | 31A10 | ASHLAND FMS 05 | 31475 | CAMP ASHLAND | ARGUARD | 220 County RD A Bldg 31 | United States | Nebraska | Saunders | Ashland | 68003 | 0.97 | 0.96
4229 | 31475 | CAMP ASHLAND | 31475 | CAMP ASHLAND | ARGUARD | 220 County RD A | United States | Nebraska | Saunders | Ashland | 68003 | 0.97 | 0.96
184091 | 18081-10432 | N1/2 OF SEC34, T14N, R9E ASHLAND | 18081 | ARMY MISSION SUPPORT | USACE | N1/2 OF SEC34, T14N, R9E OF THE 6TH PM - SAUNDERS COUNTY | United States | Nebraska | Saunders | Ashland | 68003 | 0.97 | 0.96
6138 | 31487 | MEAD TS/FMS 06/UTES 02 | 31475 | CAMP ASHLAND | ARGUARD | 1249 County RD 10 | United States | Nebraska | Saunders | Mead | 68041 | 0.97 | 0.96
6139 | 31895 | MEAD LTA | 27864 | 88TH RRC - MINNESOTA | ARRES | Nebraska Highway 63 | United States | Nebraska | Saunders | Mead | 68041 | 0.97 | 0.96
183712 | 18081-10710 | TRACTS 104L-2 & L-3 MEAD | 18081 | ARMY MISSION SUPPORT | USACE | TRACTS 104L-2 & L-3 (SAUNDERS CTY) | United States | Nebraska | Saunders | Mead | 68041 | 0.97 | 0.96
183714 | 18081-10683 | SW 1/4, SW 1/4 OF SECTION 33 MEAD | 18081 | ARMY MISSION SUPPORT | USACE | SW 1/4, SW 1/4 OF SECTION 33 | United States | Nebraska | Saunders | Mead | 68041 | 0.97 | 0.96
7755 | 31B75 | WAHOO READINESS CENTER | 310NG | NEBRASKA NATIONAL GUARD | ARGUARD | 2003 4th ST N | United States | Nebraska | Saunders | Wahoo | 68066 | 0.97 | 0.96
5193 | 31A60 | GERING RC/FMS 04 | 310NG | NEBRASKA NATIONAL GUARD | ARGUARD | 1250 D ST | United States | Nebraska | Scotts Bluff | Gering | 69341 | 0.97 | 0.96
7200 | 31B50 | SCOTTSBLUFF READINESS CENTER | 310NG | NEBRASKA NATIONAL GUARD | ARGUARD | 2810 1st AVE | United States | Nebraska | Scotts Bluff | Scottsbluff | 69361 | 0.97 | 0.96
185727 | 82387-11899 | FRONTAGE RD SCOTTSBLUFF | 82387 | JOINT RECRUITING PROGRAM | USACE | 2302 FRONTAGE ROAD MONUMENT MALL | United States | Nebraska | Scotts Bluff | Scottsbluff | 69361 | 0.97 | 0.96
7225 | 31B55 | SEWARD READINESS CENTER | 310NG | NEBRASKA NATIONAL GUARD | ARGUARD | 201 N 8th ST | United States | Nebraska | Seward | Seward | 68434 | 0.97 | 0.96
7824 | 31B80 | WAYNE READINESS CENTER | 310NG | NEBRASKA NATIONAL GUARD | ARGUARD | 106 Industrial DR | United States | Nebraska | Wayne | Wayne | 68787 | 0.97 | 0.96
7996 | 31B85 | YORK READINESS CENTER | 310NG | NEBRASKA NATIONAL GUARD | ARGUARD | 2048 Eden RD | United States | Nebraska | York | York | 68467 | 0.97 | 0.96
4336 | 32A10 | CARSON CITY AMMO | 320NG | NEVADA NATIONAL GUARD | ARGUARD | E 5th ST | United States | Nevada | Carson City | Carson City | 89701 | 1.18 | 1.2
4912 | 32A15 | FAIRVIEW COMPLEX | 320NG | NEVADA NATIONAL GUARD | ARGUARD | 2460 Fairview DR | United States | Nevada | Carson City | Carson City | 89701 | 1.18 | 1.2
170470 | 32R10 | STOREFRONT RECRUITING CARSON | 320NG | NEVADA NATIONAL GUARD | ARGUARD |  | United States | Nevada | Carson City | Carson City | 89701 | 1.18 | 1.2
189675 | 821801 | 1807 ROCK COURT CARSON CITY | 70132 | INDEPENDENT DUTY HOUSING PROGRAM | USACE | 1807 Rock Court | United States | Nevada | Carson City | Carson City | 89701 | 1.18 | 1.2
190716 | 821814 | 911 TOPSY LANE CARSON CITY | 82387 | JOINT RECRUITING PROGRAM | USACE | 911 Topsy Lane | United States | Nevada | Carson City | Carson City | 89705 | 1.18 | 1.2
189759 | 821784 | 992 NUGGET CT. CARSON CITY | 70132 | INDEPENDENT DUTY HOUSING PROGRAM | USACE | 992 Nugget Court | United States | Nevada | Carson City | Carson City | 89706 | 1.18 | 1.2
4914 | 32A40 | FALLON ARMORY | 320NG | NEVADA NATIONAL GUARD | ARGUARD | 895 E Richards | United States | Nevada | Churchill | Fallon | 89406 | 1.18 | 1.19
7615 | 32A42 | TS NAS FALLON RG B19 | 320NG | NEVADA NATIONAL GUARD | ARGUARD | 31 Leedy Lane | United States | Nevada | Churchill | Fallon | 89406 | 1.18 | 1.19
170597 | N60495-RH | RATTLESNAKE HILL | N60495 | NAS FALLON NV | NAVACT |  | United States | Nevada | Churchill | Fallon | 89406 | 1.18 | 1.19
187810 | N60495-SS | SHOAL SITE | N60495 | NAS FALLON NV | NAVACT |  | United States | Nevada | Churchill | Fallon | 89406 | 1.18 | 1.19
187811 | N60495-DV | DIXIE VALLEY | N60495 | NAS FALLON NV | NAVACT |  | United States | Nevada | Churchill | Fallon | 89406 | 1.18 | 1.19
190159 | N60495-DP | DESERT PEAK | N60495 | NAS FALLON NV | NAVACT |  | United States | Nevada | Churchill | Fallon | 89406 | 1.18 | 1.19
191046 | N60495-UL | UNION LANE | N60495 | NAS FALLON NV | NAVACT |  | United States | Nevada | Churchill | Fallon | 89406 | 1.18 | 1.19
191077 | N60495-WS | WATER WELL SITE | N60495 | NAS FALLON NV | NAVACT |  | United States | Nevada | Churchill | Fallon | 89406 | 1.18 | 1.19
175 | N60495 | NAS FALLON NV | N60495 | NAS FALLON NV | NAVACT | 4755 Pasture Road | United States | Nevada | Churchill | Fallon | 89496 | 1.18 | 1.19
888 | N60495-FP | FAIRVIEW PEAK | N60495 | NAS FALLON NV | NAVACT | 89496 | United States | Nevada | Churchill | Fallon | 89496 | 1.18 | 1.19
1053 | N60495-AA | AUSTIN AIRPORT | N60495 | NAS FALLON NV | NAVACT | 89496 | United States | Nevada | Churchill | Fallon | 89496 | 1.18 | 1.19
1055 | N60495-BA | TARGET B-16 | N60495 | NAS FALLON NV | NAVACT | 7997 Sand Canyon Road | United States | Nevada | Churchill | Fallon | 89496 | 1.18 | 1.19
1056 | N60495-CA | TARGET B-17 | N60495 | NAS FALLON NV | NAVACT | 2000 Nevada Scheelite Mine Road | United States | Nevada | Churchill | Fallon | 89496 | 1.18 | 1.19
1057 | N60495-DA | TARGET B-19 | N60495 | NAS FALLON NV | NAVACT | 22501 Schurz Highway | United States | Nevada | Churchill | Fallon | 89496 | 1.18 | 1.19
1059 | N60495-HA | EW RANGE FAC | N60495 | NAS FALLON NV | NAVACT | 32033 Austin Highway | United States | Nevada | Churchill | Fallon | 89496 | 1.18 | 1.19
1060 | N60495-SC | SILVER CREEK RANCH | N60495 | NAS FALLON NV | NAVACT |  | United States | Nevada | Churchill | Fallon | 89496 | 1.18 | 1.19
1327 | N60495-EA | TARGET B-20 | N60495 | NAS FALLON NV | NAVACT | 18700 Pole Line Road | United States | Nevada | Churchill | Fallon | 89496 | 1.18 | 1.19
183362 | 82387-13391 | WILLIAMS BLVD FALLON | 82387 | JOINT RECRUITING PROGRAM | USACE | 2165 WILLIAMS BLVD | United States | Nevada | Churchill | Fallon | 89496 | 1.18 | 1.19
5421 | 32A50 | HENDERSON COMPLEX | 320NG | NEVADA NATIONAL GUARD | ARGUARD | 151 Horizon Ridge PA | United States | Nevada | Clark | Henderson | 89002 | 1.17 | 1.2
190994 | 823072 | 1331 W WARM SPRINGS HENDERSON | 82387 | JOINT RECRUITING PROGRAM | USACE | 1331 W Warm Springs | United States | Nevada | Clark | Henderson | 89014 | 1.17 | 1.2
2374 | LKTC0001 | CREECH AIR FORCE BASE SITE # 1 | RKMF | NELLIS AIR FORCE BASE | AFACT | 1300 1st Street Northwest | United States | Nevada | Clark | Indian Springs | 89018 | 1.27 | 1.3
2482 | MWQZ0001 | NELLIS COMMUNICATION ANNEX SITE # 1 | RKMF | NELLIS AIR FORCE BASE | AFACT | COLD CREEK - RIES ROAD | United States | Nevada | Clark | Indian Springs | 89018 | 1.27 | 1.3
3057 | RKXF0001 | NELLIS AIR FORCE RANGE SITE # 1 | RKMF | NELLIS AIR FORCE BASE | AFACT |  | United States | Nevada | Clark | Indian Springs | 89018 | 1.27 | 1.3
7515 | 32775 | TAYLOR HALL AFRC | 06510 | 63RD RRC - CALIFORNIA | ARRES | 2901 E SAHARA Ave | United States | Nevada | Clark | Las Vegas | 89104 | 1.17 | 1.2
190924 | 32R13 | STOREFRONT RECRUITING, RAINBOW | 320NG | NEVADA NATIONAL GUARD | ARGUARD |  | United States | Nevada | Clark | Las Vegas | 89108 | 1.17 | 1.2
183371 | 82387-10894 | 4632 S MARYLAND PKWY LAS VEGAS | 82387 | JOINT RECRUITING PROGRAM | USACE | 4632 S MARYLAND PKWY SUITE 23 A-D | United States | Nevada | Clark | Las Vegas | 89109 | 1.17 | 1.2
170473 | 32R08 | STR FNT RECRU LV BONANZA | 320NG | NEVADA NATIONAL GUARD | ARGUARD |  | United States | Nevada | Clark | Las Vegas | 89110 | 1.17 | 1.2
268 | N60495-LV | NAVOPSPTCEN LAS VEGAS | N60495 | NAS FALLON NV | NAVACT | 5095 Range Road | United States | Nevada | Clark | Las Vegas | 89115 | 1.17 | 1.2
4962 | 32A65 | FLOYD EDSALL TRAINING CENTER | 320NG | NEVADA NATIONAL GUARD | ARGUARD | 6400 Range RD | United States | Nevada | Clark | Las Vegas | 89115 | 1.17 | 1.2
189187 | 821271 | 1515 E. TROPICANA AVENUE SUITE 600 LAS VEGAS | 82387 | JOINT RECRUITING PROGRAM | USACE | 1515 E. Tropicana Ave Suite 600 | United States | Nevada | Clark | Las Vegas | 89117 | 1.17 | 1.2
190939 | 32R12 | STOREFRONT RECRUITING, SPRING MOUNTAIN | 320NG | NEVADA NATIONAL GUARD | ARGUARD |  | United States | Nevada | Clark | Las Vegas | 89117 | 1.17 | 1.2
183366 | 82387-12860 | S RAINBOW BLVD LAS VEGAS | 82387 | JOINT RECRUITING PROGRAM | USACE | 5625 S. RAINBOW BLVD SUITE G & H | United States | Nevada | Clark | Las Vegas | 89118 | 1.17 | 1.2
183369 | 82387-10067 | 1050 E. FLAMINGO RD LAS VEGAS | 82387 | JOINT RECRUITING PROGRAM | USACE | 1050 E. FLAMINGO RD SPACE W-371 | United States | Nevada | Clark | Las Vegas | 89119 | 1.17 | 1.2
185682 | 82387-11683 | E FLAMINGO RD LAS VEGAS | 82387 | JOINT RECRUITING PROGRAM | USACE | 1050 E FLAMINGO RD SUITE E 226 | United States | Nevada | Clark | Las Vegas | 89119 | 1.17 | 1.2
183367 | 710240 | 3320 PEPPER LANE LAS VEGAS | 82387 | JOINT RECRUITING PROGRAM | USACE | 3320 Pepper Lane | United States | Nevada | Clark | Las Vegas | 89120 | 1.17 | 1.2
170474 | 32R06 | STR FNT RECRUI LV-SANDHILL | 320NG | NEVADA NATIONAL GUARD | ARGUARD |  | United States | Nevada | Clark | Las Vegas | 89121 | 1.17 | 1.2
186559 | 800783 | S EASTERN AVENUE LAS VEGAS | 82387 | JOINT RECRUITING PROGRAM | USACE | S. Eastern Avenue | United States | Nevada | Clark | Las Vegas | 89123 | 1.17 | 1.2
191911 | 32R14 | STOREFRONT RECRUITING LAS VEGAS EASTERN AVE | 320NG | NEVADA NATIONAL GUARD | ARGUARD |  | United States | Nevada | Clark | Las Vegas | 89123 | 1.16 | 1.19
190246 | 32230 | LAS VEGAS USARC #5 | 06510 | 63RD RRC - CALIFORNIA | ARRES |  | United States | Nevada | Clark | Las Vegas | 89128 | 1.17 | 1.2
190694 | 822170 | 7220 W. LAKE MEAD BLVD LAS VEGAS | 82387 | JOINT RECRUITING PROGRAM | USACE | 7220 W. Lake Mead Blvd. | United States | Nevada | Clark | Las Vegas | 89128 | 1.17 | 1.2
5992 | 32A55 | ANTHONY COMETA COMPLEX | 320NG | NEVADA NATIONAL GUARD | ARGUARD | 4500 Silverado Ranch Boulevard | United States | Nevada | Clark | Las Vegas | 89139 | 1.17 | 1.2
183370 | 82387-11273 | 9435 WEST TROPICANA LAS VEGAS | 82387 | JOINT RECRUITING PROGRAM | USACE | 9435 WEST TROPICANA SUITE 105 | United States | Nevada | Clark | Las Vegas | 89148 | 1.17 | 1.2
1387 | ALYR0001 | APEX COMMUNICATION ANNEX SITE # 1 | RKMF | NELLIS AIR FORCE BASE | AFACT | North Alyr Road | United States | Nevada | Clark | Las Vegas | 89191 | 1.21 | 1.25
3042 | RATR0001 | MT SUNRISE OBSTRUCTION LIGHTS ANNEX SITE # 1 | RKMF | NELLIS AIR FORCE BASE | AFACT | 4370 Washington Boulevard - RATR | United States | Nevada | Clark | Las Vegas | 89191 | 1.21 | 1.25
3056 | RKMF0001 | NELLIS SITE # 1 | RKMF | NELLIS AIR FORCE BASE | AFACT | 4370 Washington Boulevard | United States | Nevada | Clark | Las Vegas | 89191 | 1.21 | 1.25
3058 | RKXM0001 | NELLIS SMALL ARMS RANGE ANNEX SITE # 1 | RKMF | NELLIS AIR FORCE BASE | AFACT | 4370 Washington Boulevard - RKXM | United States | Nevada | Clark | Las Vegas | 89191 | 1.21 | 1.25
6377 | 32778 | NELLIS AFB | 06510 | 63RD RRC - CALIFORNIA | ARRES | 5095 RANGE ROAD | United States | Nevada | Clark | Las Vegas | 89191 | 1.21 | 1.25
3059 | RKXT0001 | NELLIS WATER SYSTEM ANNEX SITE # 1 | RKMF | NELLIS AIR FORCE BASE | AFACT | 4539 North 5th Street | United States | Nevada | Clark | North Las Vegas | 89031 | 1.21 | 1.25
188319 | 820207 | 3960 W. CRAIG ROAD SUITES 111 AND 112 NORTH LAS VEGAS NEVADA 89031 | 82387 | JOINT RECRUITING PROGRAM | USACE | 3960 W. Craig Road | United States | Nevada | Clark | North Las Vegas | 89031 | 1.17 | 1.2
185374 | 18081-10191 | 6TH RECRUTING BDE NORTH LAS VEGAS | 18081 | ARMY MISSION SUPPORT | USACE | 6TH RECRUTING BDE 4539 NORTH 5TH ST. | United States | Nevada | Clark | North Las Vegas | 89031 | 1.17 | 1.2
185375 | 82387-12367 | N FIFTH ST NORTH LAS VEGAS | 82387 | JOINT RECRUITING PROGRAM | USACE | 4539 NORTH FIFTH ST | United States | Nevada | Clark | North Las Vegas | 89031 | 1.17 | 1.2
185376 | 710551 | 445 W. CRAIG ROAD NORTH LAS VEGAS | 82387 | JOINT RECRUITING PROGRAM | USACE | 445 W. CRAIG ROAD Suites 113, 14, 115 | United States | Nevada | Clark | North Las Vegas | 89032 | 1.17 | 1.2
190938 | 32A68 | CST | 320NG | NEVADA NATIONAL GUARD | ARGUARD |  | United States | Nevada | Clark | North Las Vegas | 89032 | 1.17 | 1.2
170699 | 32409 | LAS VEGAS USAR CENTER #3 LEASE | 06510 | 63RD RRC - CALIFORNIA | ARRES |  | United States | Nevada | Clark | North Las Vegas | 89081 | 1.17 | 1.2
190724 | 32A67 | AASF SOUTH | 320NG | NEVADA NATIONAL GUARD | ARGUARD |  | United States | Nevada | Clark | North Las Vegas | 89115 | 1.17 | 1.2
189314 | 32887 | SLOAN USAR CENTER | 06510 | 63RD RRC - CALIFORNIA | ARRES |  | United States | Nevada | Clark | Unknown | 89054 | 1.17 | 1.2
187801 | 32930 | CARLIN | 320NG | NEVADA NATIONAL GUARD | ARGUARD |  | United States | Nevada | Elko | Carlin | 89822 | 1.18 | 1.2
190781 | 32A26 | CARLIN | 320NG | NEVADA NATIONAL GUARD | ARGUARD |  | United States | Nevada | Elko | Carlin | 89822 | 1.18 | 1.2
4856 | 32A25 | ELKO COMPLEX | 320NG | NEVADA NATIONAL GUARD | ARGUARD | 1375 13th ST | United States | Nevada | Elko | Elko | 89801 | 1.18 | 1.2
187879 | 810112 | 2525 MOUNTAIN CITY HWY ELKO | 82387 | JOINT RECRUITING PROGRAM | USACE | 2525 Mountain City Highway | United States | Nevada | Elko | Elko | 89801 | 1.18 | 1.2
2132 | JEAG0001 | GOSHUTE MICROWAVE RELAY ANNEX SITE # 1 | KRSM | HILL | AFACT | 225 Rosamond Street | United States | Nevada | Elko | Ely | 89301 | 1.18 | 1.2
2133 | JEAT0001 | GOSHUTE RADIO RELAY SITE # 1 | KRSM | HILL | AFACT | 7285 4th Street | United States | Nevada | Elko | Unknown | 89883 | 1.18 | 1.2
3372 | XQVH0001 | UTAH TEST AND TRAINING RANGE SOUTH NV SITE # 1 | KRSM | HILL | AFACT | 7285 4th Street | United States | Nevada | Elko | Unknown | 89883 | 1.18 | 1.2
7941 | 32A90 | WINNEMUCCA COMPLEX | 320NG | NEVADA NATIONAL GUARD | ARGUARD | E 7 ST Golfcourse RD | United States | Nevada | Humboldt | Winnemucca | 89445 | 1.18 | 1.2
190162 | N60495-NP | NEW PASS | N60495 | NAS FALLON NV | NAVACT |  | United States | Nevada | Lander | Austin | 89310 | 1.18 | 1.2
190161 | N60495-MM | MT MOSES | N60495 | NAS FALLON NV | NAVACT |  | United States | Nevada | Lander | Battle Mountain | 89820 | 1.18 | 1.2
190239 | N60495-MC | MT CALLAGHAN | N60495 | NAS FALLON NV | NAVACT |  | United States | Nevada | Lander | Battle Mountain | 89820 | 1.18 | 1.2
3529 | ZHMP0001 | WORTHINGTON MOUNTAIN MICROWAVE RELAY ANX SITE # 1 | FSPM | EDWARDS AIR FORCE BASE | AFACT | 225 Rosamond Street | United States | Nevada | Lincoln | Unknown | 89001 | 1.18 | 1.2
170801 | M67399-0005 | SWEETWATER AIR STRIP | M67399 | MCAGCC TWENTYNINE PALMS CA | MCACT |  | United States | Nevada | Lyon | Unknown | 89444 | 1.18 | 1.2
7988 | 32A95 | YERINGTON COMPLEX | 320NG | NEVADA NATIONAL GUARD | ARGUARD | 2 Quincy Place | United States | Nevada | Lyon | Yerington | 89447 | 1.18 | 1.2
5389 | 32225 | HAWTHORNE ARMY DEPOT | 32225 | HAWTHORNE ARMY DEPOT | ARACT | 1 So. Maine AVE | United States | Nevada | Mineral | Hawthorne | 89415 | 1.25 | 1.27
9518 | 32922 | HAWTHORNE ARMORY | 320NG | NEVADA NATIONAL GUARD | ARGUARD |  | United States | Nevada | Mineral | Hawthorne | 89415 | 1.25 | 1.27
1058 | N60495-GN | GABBS NEVADA EW RANGE | N60495 | NAS FALLON NV | NAVACT | 89496 | United States | Nevada | Nye | Gabbs | 89496 | 1.18 | 1.2
887 | N60495-BM | BALD MOUNTAIN IONE | N60495 | NAS FALLON NV | NAVACT | 89496 | United States | Nevada | Nye | Round Mountain | 89496 | 1.18 | 1.2
1054 | N60495-AM | AUSTIN MTN | N60495 | NAS FALLON NV | NAVACT | 89496 | United States | Nevada | Nye | Round Mountain | 89496 | 1.18 | 1.2
188982 | N60495-BN | BALD MOUNTAIN MONITORS | N60495 | NAS FALLON NV | NAVACT |  | United States | Nevada | Nye | Round Mountain | 89496 | 1.18 | 1.2
3346 | WZVS0001 | TONOPAH AFS Z164 SITE # 1 | WZVV | TONOPAH AUXILIARY AIRFIELD | AFACT |  | United States | Nevada | Nye | Tonopah | 89049 | 1.18 | 1.2
3347 | WZVV0001 | TONOPAH AUXILIARY AIRFIELD ANNEX SITE # 1 | WZVV | TONOPAH AUXILIARY AIRFIELD | AFACT |  | United States | Nevada | Nye | Tonopah | 89049 | 1.18 | 1.2
3348 | WZVW0001 | TONOPAH AUXILIARY AIRFIELD ANNEX #2 SITE # 1 | WZVV | TONOPAH AUXILIARY AIRFIELD | AFACT |  | United States | Nevada | Nye | Tonopah | 89049 | 1.18 | 1.2
3349 | WZWG0001 | TONOPAH AUXILIARY AIRFIELD ANNEX #1 SITE # 1 | WZVV | TONOPAH AUXILIARY AIRFIELD | AFACT |  | United States | Nevada | Nye | Tonopah | 89049 | 1.18 | 1.2
3401 | YKJV0001 | WARM SPRINGS RRL SITE # 1 | WZVV | TONOPAH AUXILIARY AIRFIELD | AFACT | North US Highway 6 | United States | Nevada | Nye | Tonopah | 89049 | 1.18 | 1.2
3402 | YKJX0001 | WARM SPRINGS STG SITE # 1 | WZVV | TONOPAH AUXILIARY AIRFIELD | AFACT | North US Highway 6 | United States | Nevada | Nye | Tonopah | 89049 | 1.18 | 1.2
182671 | 710566 | RENO/STEAD AIRPOR RENO | 320NG | NEVADA NATIONAL GUARD | ARGUARD | RENO/STEAD AIRPOR | United States | Nevada | Washoe | Reno | 89501 | 1.18 | 1.2
185608 | 82387-11708 | E LIBERTY ST RENO | 82387 | JOINT RECRUITING PROGRAM | USACE | 245 EAST LIBERTY ST SUITE 415 | United States | Nevada | Washoe | Reno | 89501 | 1.18 | 1.2
188031 | 810139 | 300 E. 2ND STREET RENO | 82387 | JOINT RECRUITING PROGRAM | USACE | 300 E. 2nd Street | United States | Nevada | Washoe | Reno | 89501 | 1.18 | 1.2
6823 | 32650 | PLUMB LANE ARMORY | 320NG | NEVADA NATIONAL GUARD | ARGUARD | 685 E Plumb Lane | United States | Nevada | Washoe | Reno | 89502 | 1.18 | 1.2
9525 | UCTL0001 | RENO TAHOE INT'L AIRPORT SITE # 1 | UCTL | RENO TAHOE INT'L AIRPORT | AFGUARD | 1776 National Guard Way | United States | Nevada | Washoe | Reno | 89502 | 1.18 | 1.2
182672 | 82387-11737 | E MOANA LN RENO | 82387 | JOINT RECRUITING PROGRAM | USACE | 294 & 394 E. MOANA LANE STES 4, 15 & 16 | United States | Nevada | Washoe | Reno | 89502 | 1.18 | 1.2
1146 | N60495-RR | NAVOPSPTCEN RENO | N60495 | NAS FALLON NV | NAVACT | 4601 Cocoa Avenue | United States | Nevada | Washoe | Reno | 89506 | 1.18 | 1.2
5369 | 32A84 | HARRY REID TRAINING CENTER | 320NG | NEVADA NATIONAL GUARD | ARGUARD | 19880 Army Aviation DR | United States | Nevada | Washoe | Reno | 89506 | 1.18 | 1.2
7422 | 3283A | STEAD TRAINING AREA -SWAN LAKE | 320NG | NEVADA NATIONAL GUARD | ARGUARD | 4620 Alpha AVE | United States | Nevada | Washoe | Reno | 89506 | 1.18 | 1.2
7423 | 32A75 | STEAD TRAINING SITE | 320NG | NEVADA NATIONAL GUARD | ARGUARD | 899 E RD | United States | Nevada | Washoe | Reno | 89506 | 1.18 | 1.2
191760 | 824325 | 9760 DRYBRUSH COURT RENO | 70132 | INDEPENDENT DUTY HOUSING PROGRAM | USACE | 9760 Drybrush Court | United States | Nevada | Washoe | Reno | 89506 | 1.18 | 1.2
190414 | 822366 | 7130 ISHI POINT DRIVE RENO | 70132 | INDEPENDENT DUTY HOUSING PROGRAM | USACE | 7130 Ishi Point Drive | United States | Nevada | Washoe | Reno | 89523 | 1.18 | 1.2
190556 | 822737 | 6485 VALLEY WOOD RENO | 70132 | INDEPENDENT DUTY HOUSING PROGRAM | USACE | 6485 Valley Wood Drive | United States | Nevada | Washoe | Reno | 89523 | 1.18 | 1.2
189540 | 82387-12429 | N MCCARRAN BLVD SPARKS | 82387 | JOINT RECRUITING PROGRAM | USACE | 2955 N. MCCARRAN BVD | United States | Nevada | Washoe | Sparks | 89431 | 1.18 | 1.2
191638 | 824098 | 2945 EL RANCHO DRIVE SPARKS | 82387 | JOINT RECRUITING PROGRAM | USACE | 2945 El Rancho Drive | United States | Nevada | Washoe | Sparks | 89431 | 1.18 | 1.2
191786 | 824430 | 3550 MASHIE DR. SPARKS | 70132 | INDEPENDENT DUTY HOUSING PROGRAM | USACE | 3550 Mashie Drive | United States | Nevada | Washoe | Sparks | 89431 | 1.18 | 1.2
170472 | 32R11 | STOREFRONT RECRUITING SPARKS | 320NG | NEVADA NATIONAL GUARD | ARGUARD |  | United States | Nevada | Washoe | Sparks | 89434 | 1.18 | 1.2
4866 | 32A30 | ELY ARMORY | 320NG | NEVADA NATIONAL GUARD | ARGUARD | 125 Mill Street | United States | Nevada | White Pine | Ely | 89301 | 1.18 | 1.2
1823 | FYMX0001 | ELY RADIO RELAY ANNEX SITE # 1 | FSPM | EDWARDS AIR FORCE BASE | AFACT | 3510 Rosamond Boulevard | United States | Nevada | White Pine | Unknown | 89301 | 1.18 | 1.2
3199 | TWAJ0001 | TWIN MOUNTAIN RADIO RELAY ANNEX SITE # 1 | KRSM | HILL | AFACT | 7285 4th Street | United States | Nevada | White Pine | Unknown | 89301 | 1.18 | 1.2
3251 | VARN0001 | RED DISH RADIO RELAY SITE # 1 | KRSM | HILL | AFACT | 7285 4th Street | United States | Nevada | White Pine | Unknown | 89301 | 1.18 | 1.2
3319 | WJAV0001 | WILD HORSE RADIO RELAY ANNEX NO 1 SITE # 1 | KRSM | HILL | AFACT | 7285 4th Street | United States | Nevada | White Pine | Unknown | 89301 | 1.18 | 1.2
3521 | YYPM0001 | WILD HORSE RADIO RELAY ANNEX SITE # 1 | KRSM | HILL | AFACT | 7285 4th Street | United States | Nevada | White Pine | Unknown | 89301 | 1.18 | 1.2
1690 | FTBR0001 | EGAN RANGE MICROWAVE RELAY ANNEX SITE # 1 | FSPM | EDWARDS AIR FORCE BASE | AFACT | 225 Rosamond Boulevard | United States | Nevada | White Pine | Unknown | 89317 | 1.18 | 1.2
2433 | MDLH0001 | KERN MOUNTAIN RADIO RELAY ANNEX SITE # 1 | KRSM | HILL | AFACT | 7285 4th Street | United States | Nevada | White Pine | Unknown | 89318 | 1.18 | 1.2
5708 | 33A40 | KEENE | 330NG | NEW HAMPSHIRE NATIONAL GUARD | ARGUARD | 110 Hastings AVE | United States | New Hampshire | Cheshire | Keene | 03431 | 1.03 | 1.05
7676 | 33706 | USARC KEENE | 42560 | 99TH RRC - PENNSYLVANIA | ARRES | 682 Main Street | United States | New Hampshire | Cheshire | Keene | 03431 | 1.03 | 1.05
182644 | 82387-12192 | MAIN ST LACONIA | 82387 | JOINT RECRUITING PROGRAM | USACE | 526 MAIN STREET | United States | New Hampshire | Cheshire | Keene | 03431 | 1.03 | 1.05
188248 | 820105 | 172 WEST STREET KEENE | 82387 | JOINT RECRUITING PROGRAM | USACE | 172 West Street | United States | New Hampshire | Cheshire | Keene | 03431 | 1.03 | 1.05
190288 | 822554 | 15 TALBOT HILL ROAD SWANZEY | 70132 | INDEPENDENT DUTY HOUSING PROGRAM | USACE | 15 Talbot Hill Road | United States | New Hampshire | Cheshire | Swanzey | 03446 | 1.03 | 1.05
4009 | 33A05 | BERLIN | 330NG | NEW HAMPSHIRE NATIONAL GUARD | ARGUARD | 2169 Riverside DR | United States | New Hampshire | Coos | Berlin | 03570 | 1.03 | 1.05
190591 | 822308 | 12 GRANDVIEW DRIVE BERLIN | 70132 | INDEPENDENT DUTY HOUSING PROGRAM | USACE | 12 Grandview Drive | United States | New Hampshire | Coos | Berlin | 03570 | 1.03 | 1.05
182337 | 82387-11842 | FEDERAL BUILDING BERLIN | 82387 | JOINT RECRUITING PROGRAM | USACE | FEDERAL BUILDING EXCHANGE STREET | United States | New Hampshire | Coos | Berlin | 03570 | 1.03 | 1.05
187311 | 800773 | GLEN AVENUE BERLIN | 82387 | JOINT RECRUITING PROGRAM | USACE | Glen Avenue | United States | New Hampshire | Coos | Berlin | 03570 | 1.03 | 1.05
5797 | 33A45 | LANCASTER | 330NG | NEW HAMPSHIRE NATIONAL GUARD | ARGUARD | 532 Main ST | United States | New Hampshire | Coos | Lancaster | 03584 | 1.03 | 1.05
182834 | 18081-10194 | 7 PARCELS OF LAND HANOVER | 18081 | ARMY MISSION SUPPORT |  |  | United States | New Hampshire | Grafton | Hanover | 03756 | 1.03 | 1.05
5854 | 33A50 | LEBANON | 330NG | NEW HAMPSHIRE NATIONAL GUARD | ARGUARD | 174 Heater RD | United States | New Hampshire | Grafton | Lebanon | 03766 | 1.03 | 1.05
190511 | 822739 | 27 OLD ETNA ROAD LEBANON | 70132 | INDEPENDENT DUTY HOUSING PROGRAM | USACE | 27 Old Etna Road | United States | New Hampshire | Grafton | Lebanon | 03766 | 1.03 | 1.05
5922 | 33A55 | LITTLETON | 330NG | NEW HAMPSHIRE NATIONAL GUARD | ARGUARD | 350 Meadow ST | United States | New Hampshire | Grafton | Littleton | 03561 | 1.03 | 1.05
186014 | 800774 | MAIN STREET LITTLETON | 82387 | JOINT RECRUITING PROGRAM | USACE | Main Street | United States | New Hampshire | Grafton | Littleton | 03561 | 1.03 | 1.05
6829 | 33A80 | PLYMOUTH | 330NG | NEW HAMPSHIRE NATIONAL GUARD | ARGUARD | 19 Armory RD | United States | New Hampshire | Grafton | Plymouth | 03264 | 1.03 | 1.05
182338 | 82387-12670 | POWERHOUSE PLZ WEST LEBANON | 82387 | JOINT RECRUITING PROGRAM | USACE | POWERHOUSE PLAZA 10 BENNING STREET | United States | New Hampshire | Grafton | Woodsville | 03784 | 1.03 | 1.05
191183 | 823654 | 410 SOUTH RIVER ROAD BEDFORD | 82387 | JOINT RECRUITING PROGRAM | USACE | 410 South River Road | United States | New Hampshire | Hillsborough | Bedford | 03110 | 1.03 | 1.05
5448 | 33A30 | HILLSBOROUGH | 330NG | NEW HAMPSHIRE NATIONAL GUARD | ARGUARD | 140 W Main ST | United States | New Hampshire | Hillsborough | Hillsboro | 03244 | 1.03 | 1.05
6047 | 33A60 | MANCHESTER | 330NG | NEW HAMPSHIRE NATIONAL GUARD | ARGUARD | 1059 Canal ST | United States | New Hampshire | Hillsborough | Manchester | 03101 | 1.03 | 1.05
185452 | 82387-10018 | 1000 ELM STREET MANCHESTER | 82387 | JOINT RECRUITING PROGRAM | USACE | 1000 ELM STREET HAMPSHIRE PLAZA, SUITE 31 | United States | New Hampshire | Hillsborough | Manchester | 03101 | 1.03 | 1.05
189911 | 822026 | 350 WELLINGTON HILL ROAD MANCHESTER | 70132 | INDEPENDENT DUTY HOUSING PROGRAM | USACE | 350 Wellington Hill Road | United States | New Hampshire | Hillsborough | Manchester | 03104 | 1.03 | 1.05
185453 | 82387-12980 | SOUTH WILLOW SHOPPING CENTER MANCHESTER | 82387 | JOINT RECRUITING PROGRAM | USACE | SOUTH WILLOW SHOPPING CENTER 1525 SOUTH WILLOW ST | United States | New Hampshire | Hillsborough | Manchester | 03104 | 1.03 | 1.05
6200 | 33A65 | MILFORD | 330NG | NEW HAMPSHIRE NATIONAL GUARD | ARGUARD | 154 Osgood RD | United States | New Hampshire | Hillsborough | Milford | 03055 | 1.03 | 1.05
6355 | 33A70 | NASHUA | 330NG | NEW HAMPSHIRE NATIONAL GUARD | ARGUARD | 154 Daniel Webster HWY | United States | New Hampshire | Hillsborough | Nashua | 03060 | 1.03 | 1.05
189688 | 821846 | 4 SEQUOIA CIRCLE NASHUA | 70132 | INDEPENDENT DUTY HOUSING PROGRAM | USACE | 4 Sequoia Circle | United States | New Hampshire | Hillsborough | Nashua | 03063 | 1.03 | 1.05
185372 | 82387-11320 | AMHERST ST NASHUA | 82387 | JOINT RECRUITING PROGRAM | USACE | 522 AMHERST ST. | United States | New Hampshire | Hillsborough | Nashua | 03063 | 1.03 | 1.05
3062 | RNGF0001 | NEW BOSTON AIR STATION SITE # 1 | GLEN | SCHRIEVER AFB | AFACT | 317 Chestnut Hill Road | United States | New Hampshire | Hillsborough | New Boston | 03070 | 1.03 | 1.05
191872 | 824466 | 331 WINDHAM ROAD PELHAM | 70132 | INDEPENDENT DUTY HOUSING PROGRAM | USACE | 331 Windham Road | United States | New Hampshire | Hillsborough | Pelham | 03076 | 1.03 | 1.05
189878 | 821940 | 129 SOUTH BOW ROAD BOW | 70132 | INDEPENDENT DUTY HOUSING PROGRAM | USACE | 129 South Bow Road | United States | New Hampshire | Merrimack | Bow | 03304 | 1.03 | 1.04
6541 | 33A16 | ARMY AVIATION SUPPORT FACILITY | 330NG | NEW HAMPSHIRE NATIONAL GUARD | ARGUARD | 26 Regional DR | United States | New Hampshire | Merrimack | Concord | 03301 | 1.03 | 1.04
7415 | 33A15 | STATE MILITARY RESERVATION | 330NG | NEW HAMPSHIRE NATIONAL GUARD | ARGUARD | 1 Minuteman Way | United States | New Hampshire | Merrimack | Concord | 03301 | 1.03 | 1.04
185145 | 82387-12154 | LOUDON RD CONCORD | 82387 | JOINT RECRUITING PROGRAM | USACE | 211 LOUDON ROAD COURTYARD SQ. UNIT E | United States | New Hampshire | Merrimack | Concord | 03301 | 1.03 | 1.04
5084 | 33A25 | FRANKLIN | 330NG | NEW HAMPSHIRE NATIONAL GUARD | ARGUARD | 300 S Main ST | United States | New Hampshire | Merrimack | Franklin | 03235 | 1.03 | 1.05
191735 | 33L56 | HOOKSETT | 330NG | NEW HAMPSHIRE NATIONAL GUARD | ARGUARD |  | United States | New Hampshire | Merrimack | Hooksett | 03106 | 1.03 | 1.05
188171 | 33L74 | PEMBROKE | 330NG | NEW HAMPSHIRE NATIONAL GUARD | ARGUARD |  | United States | New Hampshire | Merrimack | Pembroke | 03275 | 1.03 | 1.05
183969 | 710291 | 22 EAST BROADWAY DERRY | 82387 | JOINT RECRUITING PROGRAM | USACE | 22 East Broadway | United States | New Hampshire | Rockingham | Derry | 03038 | 1.03 | 1.05
3720 | 3331A | AFRC, LONDONDERRY, NH | 42560 | 99TH RRC - PENNSYLVANIA | ARRES | 64 Harvey Road | United States | New Hampshire | Rockingham | Londonderry | 03053 | 1.03 | 1.05
185318 | 82387-11149 | 75 GILCREAST RD LONDONDERRY | 82387 | JOINT RECRUITING PROGRAM | USACE | 75 GILCREAST RD SUITE 304 | United States | New Hampshire | Rockingham | Londonderry | 03053 | 1.03 | 1.05
191247 | 33A72 | NEWINGTON | 330NG | NEW HAMPSHIRE NATIONAL GUARD | ARGUARD |  | United States | New Hampshire | Rockingham | Newington | 03801 | 1.03 | 1.05
6722 | 33885 | PAUL A. DOBLE USARC | 42560 | 99TH RRC - PENNSYLVANIA | ARRES | 125 Cottage Street | United States | New Hampshire | Rockingham | Portsmouth | 03801 | 1.03 | 1.05
6866 | 33A85 | PORTSMOUTH READINESS CENTER | 330NG | NEW HAMPSHIRE NATIONAL GUARD | ARGUARD | 803 Mcgee DR | United States | New Hampshire | Rockingham | Portsmouth | 03801 | 1.03 | 1.05
190107 | 822121 | 875 GREENLAND ROAD PORTSMOUTH | 82387 | JOINT RECRUITING PROGRAM | USACE | 875 Greenland Road | United States | New Hampshire | Rockingham | Portsmouth | 03801 | 1.03 | 1.05
191091 | 33260 | PORTSMOUTH NEW HAMPSHIRE | 42560 | 99TH RRC - PENNSYLVANIA | ARRES |  | United States | New Hampshire | Rockingham | Portsmouth | 03801 | 1.03 | 1.05
183728 | 82387-11153 | 755 BANFIELD ROAD PORTSMOUTH | 82387 | JOINT RECRUITING PROGRAM | USACE | 755 BANFIELD ROAD SUITE 2 | United States | New Hampshire | Rockingham | Portsmouth | 03801 | 1.03 | 1.05
183729 | 82387-11160 | 767 ISLINGTON ST PORTSMOUTH | 82387 | JOINT RECRUITING PROGRAM | USACE | 767 ISLINGTON ST | United States | New Hampshire | Rockingham | Portsmouth | 03801 | 1.03 | 1.05
3144 | SZCQ0001 | PEASE ANGB NEWHAMPSHIRE SITE # 1 | SZCQ | PEASE ANGB NEWHAMPSHIRE | AFGUARD | 302 Newmarket Street | United States | New Hampshire | Rockingham | Portsmouth | 03803 | 1.03 | 1.05
190644 | 822390 | 395 PARKER AVENUE PORTSMOUTH | 82387 | JOINT RECRUITING PROGRAM | USACE | 395 Parker Avenue | United States | New Hampshire | Rockingham | Portsmouth | 03804 | 1.03 | 1.05
190760 | 823077 | 403 MAIN STREET SALEM | 82387 | JOINT RECRUITING PROGRAM | USACE | 403 Main Street | United States | New Hampshire | Rockingham | Salem | 03079 | 1.03 | 1.05
3068 | RSWE0001 | NEWINGTON DEFENSE FUEL SUPPORT POINT SITE # 1 | YWHG | WHITEMAN | AFACT | 220 Patterson Lane | United States | New Hampshire | Rockingham | Unknown | 03801 | 1.03 | 1.05
186909 | 82387-11481 | CENTRAL AVE DOVER | 82387 | JOINT RECRUITING PROGRAM | USACE | 537 CENTRAL AVE | United States | New Hampshire | Strafford | Dover | 03820 | 1.03 | 1.05
7036 | 33A90 | ROCHESTER | 330NG | NEW HAMPSHIRE NATIONAL GUARD | ARGUARD | 106 Brock ST | United States | New Hampshire | Strafford | Rochester | 03866 | 1.03 | 1.05
6945 | 33905 | RAYMOND BISSON | 330NG | NEW HAMPSHIRE NATIONAL GUARD | ARGUARD | 70 Rochester Hill Road | United States | New Hampshire | Strafford | Rochester | 03867 | 1.03 | 1.05
7316 | 33A95 | SOMERSWORTH | 330NG | NEW HAMPSHIRE NATIONAL GUARD | ARGUARD | 240 Armory RD | United States | New Hampshire | Strafford | Somersworth | 03878 | 1.03 | 1.05
7317 | 33906 | SOMERSWORTH USARC | 42560 | 99TH RRC - PENNSYLVANIA | ARRES | 179 Route 108 | United States | New Hampshire | Strafford | Somersworth | 03878 | 1.03 | 1.05
6542 | 33A12 | TRAINING SITE | 330NG | NEW HAMPSHIRE NATIONAL GUARD | ARGUARD | 1079 Parker Mountain RD | United States | New Hampshire | Strafford | Strafford | 03884 | 1.03 | 1.05
170119 | 33401 | DURHAM RECRUITING STOREFRONT | 330NG | NEW HAMPSHIRE NATIONAL GUARD | ARGUARD |  | United States | New Hampshire | Strafford | Unknown | 03824 | 1.03 | 1.05
3879 | 34A05 | ATLANTIC CITY | 340NG | NEW JERSEY NATIONAL GUARD | ARGUARD | 1008 Absecon Boulevard | United States | New Jersey | Atlantic | Atlantic City | 08401 | 1.2 | 1.26
1395 | AQRC0001 | ATLANTIC CITY IAP SITE # 1 | AQRC | ATLANTIC CITY IAP | AFGUARD | 400 Langley Road | United States | New Jersey | Atlantic | Egg Harbor Township | 08234 | 1.2 | 1.26
5338 | 34B00 | HAMMONTON | 340NG | NEW JERSEY NATIONAL GUARD | ARGUARD | 550 S Egg Harbor RD | United States | New Jersey | Atlantic | Hammonton | 08037 | 1.2 | 1.26
188484 | 820449 | 2000 TIMBER GLEN MAYS LANDING | 70132 | INDEPENDENT DUTY HOUSING PROGRAM | USACE | 2000 Timber Glen Drive | United States | New Jersey | Atlantic | Mays Landing | 08330 | 1.2 | 1.26
190058 | 822287 | 2300 WRANGLEBORO ROAD MAYS LANDING | 82387 | JOINT RECRUITING PROGRAM | USACE | 2300 Wrangleboro Road | United States | New Jersey | Atlantic | Mays Landing | 08330 | 1.2 | 1.26
7444 | 34985 | STORCK USARC | 42560 | 99TH RRC - PENNSYLVANIA | ARRES | 100 Shore Road & Dolphin Ave | United States | New Jersey | Atlantic | Northfield | 08225 | 1.2 | 1.26
183901 | 82387-12214 | MAINLAND PROF PLZ NORTHFIELD | 82387 | JOINT RECRUITING PROGRAM | USACE | 561-563 TILTON ROAD MAINLAND PROF PLAZA | United States | New Jersey | Atlantic | Northfield | 08225 | 1.2 | 1.26
189551 | 82387-13078 | TILTON RD NORTHFIELD | 82387 | JOINT RECRUITING PROGRAM | USACE | 333 TILTON ROAD | United States | New Jersey | Atlantic | Northfield | 08225 | 1.2 | 1.26
190651 | 821121 | 413 - 417 ROUTE 17 SOUTH HACKENSACK | 82387 | JOINT RECRUITING PROGRAM | USACE | 413-417 Route 17 South | United States | New Jersey | Bergen | Hackensack | 07601 | 1.2 | 1.26
3745 | 34935 | ALEXANDER HAMILTON USARC | 42560 | 99TH RRC - PENNSYLVANIA | ARRES | 76 State Rt 17 at Essex St | United States | New Jersey | Bergen | Lodi | 07644 | 1.2 | 1.26
5937 | 34B25 | LODI ARMORY | 340NG | NEW JERSEY NATIONAL GUARD | ARGUARD | 178 Essex ST | United States | New Jersey | Bergen | Lodi | 07644 | 1.2 | 1.26
189524 | 82387-11749 | E RIDGEWOOD AVE RIDGEWOOD | 82387 | JOINT RECRUITING PROGRAM | USACE | 47 E RIDGEWOOD AVE | United States | New Jersey | Bergen | Ridgewood | 07450 | 1.2 | 1.26
7521 | 34C05 | TEANECK | 340NG | NEW JERSEY NATIONAL GUARD | ARGUARD | 3214 Tell ST | United States | New Jersey | Bergen | Teaneck | 07666 | 1.2 | 1.26
4100 | 34A10 | BORDENTOWN 206 | 340NG | NEW JERSEY NATIONAL GUARD | ARGUARD | 1048 Rt 206 S | United States | New Jersey | Burlington | Bordentown | 08505 | 1.21 | 1.27
4101 | 34A15 | BORDENTOWN CSMS | 340NG | NEW JERSEY NATIONAL GUARD | ARGUARD | United States Highway 130 Box 108 RD 2 | United States | New Jersey | Burlington | Bordentown | 08505 | 1.21 | 1.27
1533 | CULT0001 | BURLINGTON POL RETAIL DISTRIBUTION STN SITE # 1 | PTFL | MCGUIRE AFB | AFACT | 1915 Burlington-Jacksonville Road | United States | New Jersey | Burlington | Burlington | 08016 | 1.23 | 1.29
4188 | 34A30 | BURLINGTON | 340NG | NEW JERSEY NATIONAL GUARD | ARGUARD | 559 S High ST | United States | New Jersey | Burlington | Burlington | 08016 | 1.23 | 1.29
183152 | 18081-10108 | 3 TERRI LANE BURLINGTON | 18081 | ARMY MISSION SUPPORT | USACE | 3 TERRI LANE BROMLEY COMMONS 3 | United States | New Jersey | Burlington | Burlington | 08016 | 1.23 | 1.29
191130 | 823737 | 14 DRYDEN DRIVE BURLINGTON | 70132 | INDEPENDENT DUTY HOUSING PROGRAM | USACE | 14 Dryden Drive | United States | New Jersey | Burlington | Burlington | 08016 | 1.23 | 1.29
191163 | 823781 | 28 KINGSBRIDGE RD. BURLINGTON | 70132 | INDEPENDENT DUTY HOUSING PROGRAM | USACE | 28 Kingsbridge Road | United States | New Jersey | Burlington | Burlington | 08016 | 1.23 | 1.29
1618 | EQTL0001 | COYLE ANG TRAINING ANNEX SITE # 1 | AQRC | ATLANTIC CITY IAP | AFGUARD | 400 Langley Road | United States | New Jersey | Burlington | Chatsworth | 08019 | 1.23 | 1.29
2094 | HEKR0001 | FORT DIX FAMILY HOUSING SITE GARDEN TERRACE | PTFL | MCGUIRE AFB | AFACT |  | United States | New Jersey | Burlington | Fort Dix | 08640 | 1.23 | 1.29
2796 | PTFX0001 | AIR MOBILITY EXPEDITIONARY CENTER | PTFL | MCGUIRE AFB | AFACT | 5654 Cambridge Street | United States | New Jersey | Burlington | Fort Dix | 08640 | 1.23 | 1.29
4996 | HEKP0001 | FORT DIX | PTFL | MCGUIRE AFB | AFACT |  | United States | New Jersey | Burlington | Fort Dix | 08640 | 1.23 | 1.29
185458 | 710948 | 5645 TEXAS AVENUE FORT DIX | 66155 |  | ARACT | 5645 Texas Avenue | United States | New Jersey | Burlington | Fort Dix | 08640 | 1.23 | 1.29
186849 | 82387-12255 | MEETING HOUSE SQ EVESHAM | 82387 | JOINT RECRUITING PROGRAM | USACE | UNIT 7 MEETING HOUSE SQUARE | United States | New Jersey | Burlington | Marlton | 08053 | 1.23 | 1.29
185855 | 710510 | 3000 MIDLANTIC DRIVE MOUNT LAUREL | 18081 | ARMY MISSION SUPPORT | USACE | 3000 MIDLANTIC DRIVE SUITE 201 | United States | New Jersey | Burlington | Masonville | 08054 | 1.23 | 1.29
2795 | PTFL0001 | MCGUIRE AFB | PTFL | MCGUIRE AFB | AFACT | 2401 Vandenberg Avenue | United States | New Jersey | Burlington | McGuire AFB | 08640 | 1.23 | 1.29
190279 | 704364 | 128 RTE 70 MEDFORD PLAZA MEDFORD | 82387 | JOINT RECRUITING PROGRAM | USACE | 128 Rte 70 (Medford Plaza) | United States | New Jersey | Burlington | Medford | 08055 | 1.23 | 1.29
994 | N69213-EG | AEGIS MOORESTOWN | N69213 | NAVAL WEAPONS STATION EARLE NJ | NAVACT | 300 Centerton Road | United States | New Jersey | Burlington | Moorestown | 08057 | 1.23 | 1.29
6293 | 34B45 | MOUNT HOLLY | 340NG | NEW JERSEY NATIONAL GUARD | ARGUARD | 1670 Rt 38 E | United States | New Jersey | Burlington | Mount Holly | 08060 | 1.23 | 1.29
189407 | 82387-11984 | HIGH ST MT HOLLY | 82387 | JOINT RECRUITING PROGRAM | USACE | 127 HIGH STREET | United States | New Jersey | Burlington | Mt Holly | 08060 | 1.23 | 1.29
190365 | 703577 | 4202 ROUTE 130 WILLINGBORO | 82387 | JOINT RECRUITING PROGRAM | USACE | 4202 Route 130 | United States | New Jersey | Burlington | Willingboro | 08046 | 1.23 | 1.29
189718 | 34796 | GLOUCESTER TOWNSHIP AFRC | 42560 | 99TH RRC - PENNSYLVANIA | ARRES |  | United States | New Jersey | Camden | Blackwood | 08012 | 1.2 | 1.26
7231 | 34905 | SFC NELSON B.BRITTIN USARC | 42560 | 99TH RRC - PENNSYLVANIA | ARRES | 3911 Federal Street | United States | New Jersey | Camden | Camden | 08105 | 1.2 | 1.26
184775 | 82387-13016 | STATE HWY 38 CHERRY HILL | 82387 | JOINT RECRUITING PROGRAM | USACE | 2201 STA HWY 38 | United States | New Jersey | Camden | Cherry Hill | 08002 | 1.2 | 1.26
187948 | 810037 | 818 HADDONFIELD ROAD CHERRY HILL | 82387 | JOINT RECRUITING PROGRAM | USACE | 818 Haddonfield Road | United States | New Jersey | Camden | Cherry Hill | 08002 | 1.2 | 1.26
4414 | 34A45 | CHERRY HILL | 340NG | NEW JERSEY NATIONAL GUARD | ARGUARD | 1586 Kings HWY N Suite B | United States | New Jersey | Camden | Cherry Hill | 08034 | 1.2 | 1.26
183377 | 82387-10003 | 10 S. HADDON AVE. HADDONFIELD | 82387 | JOINT RECRUITING PROGRAM | USACE | 10 S. HADDON AVE. | United States | New Jersey | Camden | Haddonfield | 08033 | 1.2 | 1.26
191415 | 823977 | 30 ELLIS STREET HADDONFIELD | 82387 | JOINT RECRUITING PROGRAM | USACE | 30 Ellis Street | United States | New Jersey | Camden | Haddonfield | 08033 | 1.2 | 1.26
190400 | 822967 | 609A BERLIN CROSS KEYS ROAD SICKLERVILLE | 82387 | JOINT RECRUITING PROGRAM | USACE | 609A Berlin Cross Keys Road | United States | New Jersey | Camden | Sicklerville | 08081 | 1.2 | 1.26
191038 | 823467 | 9 GLEN DRIVE VOORHEES | 70132 | INDEPENDENT DUTY HOUSING PROGRAM | USACE | 9 Glen Drive | United States | New Jersey | Camden | Voorhees | 08043 | 1.2 | 1.26
4315 | 34A40 | CAPE MAY | 340NG | NEW JERSEY NATIONAL GUARD | ARGUARD | 600 Garden State PKWY | United States | New Jersey | Cape May | Cape May Courthouse | 08210 | 1.3 | 1.37
183732 | 82387-12123 | LE RIC PLAZA RIO GRANDE | 82387 | JOINT RECRUITING PROGRAM | USACE | UNIT 3 LE RIC PLAZA ROUTE 47 | United States | New Jersey | Cape May | Rio Grande | 08242 | 1.3 | 1.37
4137 | 34A25 | BRIDGETON | 340NG | NEW JERSEY NATIONAL GUARD | ARGUARD | Washington ST | United States | New Jersey | Cumberland | Bridgeton | 08302 | 1.2 | 1.26
7727 | 34C25 | VINELAND | 340NG | NEW JERSEY NATIONAL GUARD | ARGUARD | 815 N Wilson ST | United States | New Jersey | Cumberland | Vineland | 08360 | 1.2 | 1.26
182429 | 82387-12116 | LANDIS AVE VINELAND | 82387 | JOINT RECRUITING PROGRAM | USACE | 500 LANDIS AVE | United States | New Jersey | Cumberland | Vineland | 08360 | 1.2 | 1.26
189239 | 821284 | 560 BLOOMFIELD AVE BLOOMFIELD | 82387 | JOINT RECRUITING PROGRAM | USACE | 560 Bloomfield Ave | United States | New Jersey | Essex | Bloomfield | 07003 | 1.2 | 1.26
190680 | 822365 | 539 BLOOMFIELD AVE BLOOMFIELD | 82387 | JOINT RECRUITING PROGRAM | USACE | 539 Bloomfield Ave | United States | New Jersey | Essex | Bloomfield | 07003 | 1.2 | 1.26
182646 | 82387-12240 | MARTIN LUTHER EAST ORANGE | 82387 | JOINT RECRUITING PROGRAM | USACE | STORE 2(AKA MAIN ST) 560 MARTINE LUTHER | United States | New Jersey | Essex | East Orange | 07018 | 1.2 | 1.26
185320 | 82387-11147 | 744 BROAD STREET NEWARK | 82387 | JOINT RECRUITING PROGRAM | USACE | 744 BROAD STREET | United States | New Jersey | Essex | Newark | 07102 | 1.2 | 1.26
185319 | 82387-12278 | MILITARY PK BLDG NEWARK | 82387 | JOINT RECRUITING PROGRAM | USACE | MILITARY PK BLDG 60 PARK PL/S.203/204 | United States | New Jersey | Essex | Newark | 07103 | 1.2 | 1.26
6414 | 34B50 | NEWARK | 340NG | NEW JERSEY NATIONAL GUARD | ARGUARD | 120 Roseville AVE | United States | New Jersey | Essex | Newark | 07107 | 1.2 | 1.26
7846 | 34C40 | WEST ORANGE | 340NG | NEW JERSEY NATIONAL GUARD | ARGUARD | 125 Chopper DR | United States | New Jersey | Essex | West Orange | 07052 | 1.2 | 1.26
189631 | 821731 | 6 CARLY COURT DEPTFORD | 70132 | INDEPENDENT DUTY HOUSING PROGRAM | USACE | 6 Carly Court | United States | New Jersey | Gloucester | Deptford | 08096 | 1.2 | 1.26
190382 | 821420 | 5 KNOLL COURT SEWELL | 70132 | INDEPENDENT DUTY HOUSING PROGRAM | USACE | 5 Knoll Court | United States | New Jersey | Gloucester | Sewell | 08080 | 1.2 | 1.26
190647 | 822137 | 4 LORD LANE THOROFARE | 70132 | INDEPENDENT DUTY HOUSING PROGRAM | USACE | 4 Lord Lane | United States | New Jersey | Gloucester | Thorofare | 08086 | 1.2 | 1.26
7956 | 34C50 | WOODBURY | 340NG | NEW JERSEY NATIONAL GUARD | ARGUARD | 658 North Evergreen Avenue | United States | New Jersey | Gloucester | Woodbury | 08096 | 1.2 | 1.26
190695 | 822547 | 73 RUGBY PLACE WOODBURY | 70132 | INDEPENDENT DUTY HOUSING PROGRAM | USACE | 73 Rugby Place | United States | New Jersey | Gloucester | Woodbury | 08096 | 1.2 | 1.26
182838 | 82387-12772 | S BROAD ST WOODBURY | 82387 | JOINT RECRUITING PROGRAM | USACE | 9-11 SOUTH BROAD ST | United States | New Jersey | Gloucester | Woodbury | 08096 | 1.2 | 1.26
988 | N69213-SC | MSCLANT BAYONNE | N69213 | NAVAL WEAPONS STATION EARLE NJ | NAVACT | 11220 | United States | New Jersey | Hudson | Bayonne | 11220 | 1.2 | 1.26
191736 | 824363 | 101 HUDSON STREET JERSEY CITY | 82387 | JOINT RECRUITING PROGRAM | USACE | 101 Hudson Street | United States | New Jersey | Hudson | Jersey City | 07302 | 1.2 | 1.26
4348 | 34915 | CAVEN POINT USARC | 42560 | 99TH RRC - PENNSYLVANIA | ARRES | 1 Chapel Ave & Caven Point Rd | United States | New Jersey | Hudson | Jersey City | 07305 | 1.2 | 1.26
5625 | 34B05 | JERSEY CITY | 340NG | NEW JERSEY NATIONAL GUARD | ARGUARD | 678 Montgomery ST | United States | New Jersey | Hudson | Jersey City | 07306 | 1.2 | 1.26
182588 | 82387-12086 | KENNEDY BLVD JERSEY CITY | 82387 | JOINT RECRUITING PROGRAM | USACE | 2815 KENNEDY BLVD. | United States | New Jersey | Hudson | Jersey City | 07306 | 1.2 | 1.26
189399 | 821436 | 801 PAVONIA AVENUE JERSEY CITY | 82387 | JOINT RECRUITING PROGRAM | USACE | 801 Pavonia Avenue | United States | New Jersey | Hudson | Jersey City | 07306 | 1.2 | 1.26
170731 | 34B60 | NO BERGEN STR FRNT RECRUITING | 340NG | NEW JERSEY NATIONAL GUARD | ARGUARD |  | United States | New Jersey | Hudson | North Bergen | 07047 | 1.2 | 1.26
189519 | 82387-11382 | BERGENLINE AVE NORTH BERGEN | 82387 | JOINT RECRUITING PROGRAM | USACE | 7216 BERGENLINE AVE. | United States | New Jersey | Hudson | North Bergen | 07047 | 1.2 | 1.26
188050 | 810159 | 4803 BROADWAY UNION CITY | 82387 | JOINT RECRUITING PROGRAM | USACE | 4803 Broadway | United States | New Jersey | Hudson | Union City | 07087 | 1.2 | 1.26
189520 | 82387-11383 | BERGENLINE AVE UNION CITY | 82387 | JOINT RECRUITING PROGRAM | USACE | 4808 BERGENLINE AVE | United States | New Jersey | Hudson | Union City | 07087 | 1.2 | 1.26
4953 | 34A80 | FLEMINGTON | 340NG | NEW JERSEY NATIONAL GUARD | ARGUARD | 422 State HWY 12 | United States | New Jersey | Hunterdon | Flemington | 08822 | 1.2 | 1.26
189672 | 821767 | 1500 NORTH OLDEN AVE EWING | 82387 | JOINT RECRUITING PROGRAM | USACE | 1500 North Olden Avenue | United States | New Jersey | Mercer | Ewing | 08618 | 1.21 | 1.27
185863 | 82387-13128 | UNIVERSITY PLZ MERCERVILLE | 82387 | JOINT RECRUITING PROGRAM | USACE | UNIVERSITY PLAZA 96 FLOCK RD | United States | New Jersey | Mercer | Mercerville | 08109 | 1.21 | 1.27
170750 | 34B80 | PRINCETON | 340NG | NEW JERSEY NATIONAL GUARD | ARGUARD |  | United States | New Jersey | Mercer | Princeton | 08540 | 1.21 | 1.27
6177 | 34995 | MG WILLIAM S. STRYKER USARC | 42560 | 99TH RRC - PENNSYLVANIA | ARRES | 2150 Nottingham Way | United States | New Jersey | Mercer | Trenton | 08619 | 1.21 | 1.27
1319 | N32414-WT | NAVOPSPTCEN WEST TRENTON NJ | N32414 | NAVSUPPACT MECHANICSBURG PA | NAVACT | 1 Scotch Road | United States | New Jersey | Mercer | Trenton | 08628 | 1.21 | 1.27
7590 | 34C15 | TRENTON MERCER AVIATION | 340NG | NEW JERSEY NATIONAL GUARD | ARGUARD | 2210 Linden AVE | United States | New Jersey | Mercer | Trenton | 08628 | 1.21 | 1.27
5841 | 34B15 | LAWRENCEVILLE | 340NG | NEW JERSEY NATIONAL GUARD | ARGUARD | 101 Eggert Crossing RD | United States | New Jersey | Mercer | Trenton | 08648 | 1.21 | 1.27
185368 | 82387-12742 | RTE 18 EAST BRUNSWICK | 82387 | JOINT RECRUITING PROGRAM | USACE | 275 RTE 18 AMERICAN OFFICE MALL | United States | New Jersey | Middlesex | East Brunswick | 08816 | 1.2 | 1.26
6178 | 34965 | MG WILLIAM WEIGEL USARC | 42560 | 99TH RRC - PENNSYLVANIA | ARRES |  | United States | New Jersey | Middlesex | Edison | 08817 | 1.2 | 1.26
7241 | 34027 | SGT J.W. JOYCE KILMER USARC | 42560 | 99TH RRC - PENNSYLVANIA | ARRES | 91 Truman Drive South | United States | New Jersey | Middlesex | Edison | 08817 | 1.2 | 1.26
188348 | 820306 | 561 ROUTE 1 SOUTH EDISON | 82387 | JOINT RECRUITING PROGRAM | USACE | 561 Route 1 South | United States | New Jersey | Middlesex | Edison | 08817 | 1.2 | 1.26
191757 | 824262 | 691 ROUTE 18 EAST BRUNSWICK | 82387 | JOINT RECRUITING PROGRAM | USACE | 691 Route 18 East | United States | New Jersey | Middlesex | New Brunswick | 08816 | 1.2 | 1.26
184016 | 82387-10685 | 303 GEORGE STREET NEW BRUNSWICK | 82387 | JOINT RECRUITING PROGRAM | USACE | 303 GEORGE STREET | United States | New Jersey | Middlesex | New Brunswick | 08901 | 1.2 | 1.26
191425 | 823978 | 55 NEW STREET NEW BRUNSWICK | 82387 | JOINT RECRUITING PROGRAM | USACE | 55 New Street | United States | New Jersey | Middlesex | New Brunswick | 08901 | 1.2 | 1.26
7954 | 34C45 | WOODBRIDGE | 340NG | NEW JERSEY NATIONAL GUARD | ARGUARD | 1630 Park AVE | United States | New Jersey | Middlesex | Woodbridge | 07095 | 1.2 | 1.26
184017 | 82387-12213 | MAIN ST WOODBRIDGE | 82387 | JOINT RECRUITING PROGRAM | USACE | 68 MAIN STREET | United States | New Jersey | Middlesex | Woodbridge | 07095 | 1.2 | 1.26
190576 | 702116 | 10 WOODBRIDGE CENTER WOODBRIDGE | 82387 | JOINT RECRUITING PROGRAM | USACE | 10 Woodbridge Center | United States | New Jersey | Middlesex | Woodbridge | 07095 | 1.2 | 1.26
5033 | 34558 | FORT MONMOUTH EVANS | 34855 | PICATINNY ARSENAL | ARACT | Intersection of Marconi Rd and Monmouth Rd | United States | New Jersey | Monmouth | Belmar | 07719 | 1.23 | 1.3
189535 | 82387-12179 | MAIN ST BRADLEY BEACH | 82387 | JOINT RECRUITING PROGRAM | USACE | 704A&B MAIN STREET | United States | New Jersey | Monmouth | Bradley Beach | 07720 | 1.23 | 1.3
214 | N69213 | NAVAL WEAPONS STATION EARLE NJ | N69213 | NAVAL WEAPONS STATION EARLE NJ | NAVACT | 201 Highway 34 | United States | New Jersey | Monmouth | Colts Neck | 07722 | 1.23 | 1.3
1289 | N69213-EB | NWSTA EARLE 1 | N69213 | NAVAL WEAPONS STATION EARLE NJ | NAVACT | 077225001 | United States | New Jersey | Monmouth | Colts Neck | 07722 | 1.23 | 1.3
1290 | N69213-EC | NWSTA EARLE 2 | N69213 | NAVAL WEAPONS STATION EARLE NJ | NAVACT | 077225001 | United States | New Jersey | Monmouth | Colts Neck | 07722 | 1.23 | 1.3
656 | N69213-WF | WATERFRONT | N69213 | NAVAL WEAPONS STATION EARLE NJ | NAVACT | 07737 | United States | New Jersey | Monmouth | Colts Neck | 07737 | 1.23 | 1.3
1292 | N69213-WH | WATERFRONT EARLE 2 | N69213 | NAVAL WEAPONS STATION EARLE NJ | NAVACT | 07737 | United States | New Jersey | Monmouth | Colts Neck | 07737 | 1.23 | 1.3
5095 | 34A90 | FREEHOLD | 340NG | NEW JERSEY NATIONAL GUARD | ARGUARD | 200 Village Center DR | United States | New Jersey | Monmouth | Freehold | 07728 | 1.23 | 1.3
183372 | 82387-13259 | W MAIN ST FREEHOLD | 82387 | JOINT RECRUITING PROGRAM | USACE | 10 WEST MAIN STREET SUTIE 7 | United States | New Jersey | Monmouth | Freehold | 07728 | 1.23 | 1.3
183373 | 82387-11493 | CHADWICK SQ MALL FREEHOLD | 82387 | JOINT RECRUITING PROGRAM | USACE | CHADWICK SQUARE MALL 3333 RTE 9 N UNIT 16 | United States | New Jersey | Monmouth | Freehold | 07728 | 1.23 | 1.3
6237 | 34010 | MONMOUTH AFRC | 42560 | 99TH RRC - PENNSYLVANIA | ARRES | 338 Newman Springs Road | United States | New Jersey | Monmouth | Red Bank | 07701 | 1.23 | 1.3
5034 | 34555 | FORT MONMOUTH MAIN POST | 34855 | PICATINNY ARSENAL | ARACT | Intersection of Ocean Port Rd and Main St | United States | New Jersey | Monmouth | Red Bank | 07703 | 1.23 | 1.3
7206 | 34B90 | SEA GIRT NJ NGTC | 340NG | NEW JERSEY NATIONAL GUARD | ARGUARD | 800 The Plz STE 10 | United States | New Jersey | Monmouth | Sea Girt | 08750 | 1.23 | 1.3
183973 | 82387-12951 | SHREWSBURY AVE TITON FALLS | 82387 | JOINT RECRUITING PROGRAM | USACE | 968A SHREWSBURY AVENUE | United States | New Jersey | Monmouth | Tinton Falls | 07724 | 1.23 | 1.3
4754 | 34A50 | DOVER | 340NG | NEW JERSEY NATIONAL GUARD | ARGUARD | 479 W Clinton ST | United States | New Jersey | Morris | Dover | 07801 | 1.22 | 1.28
6785 | 34855 | PICATINNY ARSENAL | 34855 | PICATINNY ARSENAL | ARACT | 0.5 miles West of intersection of RT 80 West and RT 15 South | United States | New Jersey | Morris | Dover | 07806 | 1.22 | 1.28
189652 | 821702 | PICATINNY | 82387 | JOINT RECRUITING PROGRAM | USACE |  | United States | New Jersey | Morris | Dover | 07806 | 1.22 | 1.28
6279 | 34B40 | MORRISTOWN | 340NG | NEW JERSEY NATIONAL GUARD | ARGUARD | 430 Western AVE | United States | New Jersey | Morris | Morristown | 07960 | 1.22 | 1.28
189549 | 82387-12978 | SOUTH ST MORRISTOWN | 82387 | JOINT RECRUITING PROGRAM | USACE | 31 SOUTH STREET | United States | New Jersey | Morris | Morristown | 07960 | 1.22 | 1.28
7018 | 34B85 | RIVERDALE | 340NG | NEW JERSEY NATIONAL GUARD | ARGUARD | 107 Newark-Pompton TPKE | United States | New Jersey | Morris | Riverdale | 07457 | 1.22 | 1.28
183374 | 82387-11884 | FRANKLIN PLZ ROCKAWAY | 82387 | JOINT RECRUITING PROGRAM | USACE | UNIT#2, FRANKLIN PLZ | United States | New Jersey | Morris | Rockaway | 07866 | 1.22 | 1.28
191312 | 823906 | 15 COMMERCE BLVD. SUCCASUNNA | 82387 | JOINT RECRUITING PROGRAM | USACE | 15 Commerce Blvd | United States | New Jersey | Morris | Succasunna | 07876 | 1.22 | 1.28
184952 | 82387-11495 | CHAMBERS BRDG RD BRICKTOWN | 82387 | JOINT RECRUITING PROGRAM | USACE | 227 CHAMBERS BRDG RD | United States | New Jersey | Ocean | Brick Town | 08723 | 1.23 | 1.29
210 | MSBL0001 | NAWCADLKE LAKEHURST NJ | PTFL | MCGUIRE AFB | AFACT | 150 Highway 547 | United States | New Jersey | Ocean | Lakehurst | 08733 | 1.23 | 1.29
979 | MSBL0002 | PINEHURST ESTATES | PTFL | MCGUIRE AFB | AFACT | 1053 North Division Street | United States | New Jersey | Ocean | Lakehurst | 08733 | 1.23 | 1.29
5789 | 34B10 | LAKEHURST TS NAVAL AIR STATION | 340NG | NEW JERSEY NATIONAL GUARD | ARGUARD | 38 Lansdowne RD | United States | New Jersey | Ocean | Lakehurst | 08733 | 1.23 | 1.29
189439 | 821563 | 1 HIGHWAY 547 LAKEHURST | 82387 | JOINT RECRUITING PROGRAM | USACE |  | United States | New Jersey | Ocean | Lakehurst | 08733 | 1.23 | 1.29
183472 | 82387-11655 | E BAY ST MANAHAWKIN | 82387 | JOINT RECRUITING PROGRAM | USACE | 74 E. BAY STREET | United States | New Jersey | Ocean | Manahawkin | 08050 | 1.23 | 1.29
189536 | 82387-12195 | MAIN ST MANAHAWKIN | 82387 | JOINT RECRUITING PROGRAM | USACE | 9B MAIN STREET | United States | New Jersey | Ocean | Manahawkin | 08050 | 1.23 | 1.29
2798 | PTGE0001 | MCGUIRE AIR DEFENSE MISSILE SITE SITE # 1 | PTFL | MCGUIRE AFB | AFACT | 42 Boma Drive | United States | New Jersey | Ocean | New Egypt | 08533 | 1.23 | 1.29
7570 | 34C10 | TOMS RIVER | 340NG | NEW JERSEY NATIONAL GUARD | ARGUARD | 16 S 1St ST | United States | New Jersey | Ocean | Toms River | 08757 | 1.23 | 1.29
188344 | 820220 | 542 FISCHER BLVD. TOMS RIVER | 82387 | JOINT RECRUITING PROGRAM | USACE | 542 Fischer Blvd | United States | New Jersey | Ocean | Toms River | 08757 | 1.23 | 1.29
7632 | 34C20 | TUCKERTON | 340NG | NEW JERSEY NATIONAL GUARD | ARGUARD | 1200 S 11th ST | United States | New Jersey | Ocean | Tuckerton | 08087 | 1.2 | 1.26
3403 | YKSX0001 | WARREN GROVE RANGE SITE # 1 | AQRC | ATLANTIC CITY IAP | AFGUARD | 150 Bombing Range Road | United States | New Jersey | Ocean | Unknown | 08005 | 1.2 | 1.26
185309 | 82387-12178 | MAIN ST BLOOMINGDALE | 82387 | JOINT RECRUITING PROGRAM | USACE | 88 MAIN STREET | United States | New Jersey | Passaic | Bloomingdale | 07403 | 1.2 | 1.26
182431 | 82387-11522 | COLFAX AVE CLIFTON | 82387 | JOINT RECRUITING PROGRAM | USACE | 270 COLFAX AVE | United States | New Jersey | Passaic | Clifton | 07055 | 1.2 | 1.26
190545 | 822378 | 5 SICOMAC ROAD NORTH HALEDON | 82387 | JOINT RECRUITING PROGRAM | USACE | 5 Sicomac Road | United States | New Jersey | Passaic | Haledon | 07508 | 1.2 | 1.26
182430 | 82387-12246 | MCBRIDE AVE WEST PATERSON | 82387 | JOINT RECRUITING PROGRAM | USACE | 1231 MCBRIDE AVENUE | United States | New Jersey | Passaic | West Paterson | 07424 | 1.2 | 1.26
6732 | 34775 | PEDRICKTOWN SUPPORT FACILITY | 42560 | 99TH RRC - PENNSYLVANIA | ARRES |  | United States | New Jersey | Salem | Pedricktown | 08067 | 1.2 | 1.26
184567 | 82387-11548 | CORDREY PROF CTR PENNSVILLE | 82387 | JOINT RECRUITING PROGRAM | USACE | CORDREY PROF'L CTR 1-21 CARROL AVE, 5A | United States | New Jersey | Salem | Pennsville | 08070 | 1.2 | 1.26
7962 | 34C53 | WOODSTOWN | 340NG | NEW JERSEY NATIONAL GUARD | ARGUARD | 65 S Court ST | United States | New Jersey | Salem | Woodstown | 08098 | 1.2 | 1.26
7312 | 34B98 | SOMERSET | 340NG | NEW JERSEY NATIONAL GUARD | ARGUARD | 1483 Stoystown RD | United States | New Jersey | Somerset | Somerset | 08873 | 1.2 | 1.26
183932 | 82387-13269 | W MAIN ST SOMMERVILLE | 82387 | JOINT RECRUITING PROGRAM | USACE | 41 WEST MAIN STREET DOWNTOWN SOMERVILLE | United States | New Jersey | Somerset | Somerville | 08876 | 1.2 | 1.26
5082 | 34A85 | FRANKLIN | 340NG | NEW JERSEY NATIONAL GUARD | ARGUARD | 12 Munsonhurst RD | United States | New Jersey | Sussex | Franklin | 07416 | 1.2 | 1.26
6432 | 34B55 | NEWTON | 340NG | NEW JERSEY NATIONAL GUARD | ARGUARD | 5 S Park DR | United States | New Jersey | Sussex | Newton | 07860 | 1.2 | 1.26
182837 | 82387-12992 | SPARTA RD NEWTON | 82387 | JOINT RECRUITING PROGRAM | USACE | 31 SPARTA ROAD GROUND FLOOR | United States | New Jersey | Sussex | Newton | 07860 | 1.2 | 1.26
188552 | 820453 | 7 MARLEN LANE NEWTON | 70132 | INDEPENDENT DUTY HOUSING PROGRAM | USACE | 7 Marlene Lane | United States | New Jersey | Sussex | Newton | 07860 | 1.2 | 1.26
170715 | 34A65 | ELIZABETH STR FRNT RECRUITING | 340NG | NEW JERSEY NATIONAL GUARD | ARGUARD |  | United States | New Jersey | Union | Elizabeth | 07201 | 1.2 | 1.26
183723 | 82387-12067 | JEFFERSON AVE ELIZABETH | 82387 | JOINT RECRUITING PROGRAM | USACE | 65 JEFFERSON AVE | United States | New Jersey | Union | Elizabeth | 07201 | 1.2 | 1.26
188011 | 810160 | 15 BROAD ST ELIZABETH | 82387 | JOINT RECRUITING PROGRAM | USACE | 15 Broad Street | United States | New Jersey | Union | Elizabeth | 07202 | 1.2 | 1.26
183731 | 82387-11690 | E FRONT ST PLAINFIELD | 82387 | JOINT RECRUITING PROGRAM | USACE | 116 EAST FRONT ST. | United States | New Jersey | Union | Plainfield | 07060 | 1.2 | 1.26
6817 | 34B75 | PLAINFIELD | 340NG | NEW JERSEY NATIONAL GUARD | ARGUARD | 1201 E 7th ST | United States | New Jersey | Union | Plainfield | 07062 | 1.2 | 1.26
190311 | 820895 | 1945 MORRIS AVENUE UNION | 82387 | JOINT RECRUITING PROGRAM | USACE | 1945 Morris Avenue | United States | New Jersey | Union | Union | 07083 | 1.2 | 1.26
191670 | 824246 | 1310 STUYVESANT AVE UNIION | 82387 | JOINT RECRUITING PROGRAM | USACE | 1310 Stuyvesant Avenue | United States | New Jersey | Union | Union | 07083 | 1.2 | 1.26
7865 | 34C35 | WESTFIELD | 340NG | NEW JERSEY NATIONAL GUARD | ARGUARD | 500 RAHWAY AVENUE | United States | New Jersey | Union | Westfield | 07090 | 1.2 | 1.26
185146 | 82387-11811 | ELM ST WESTFIELD | 82387 | JOINT RECRUITING PROGRAM | USACE | 37 ELM STREET SUITES 11 AND 12 | United States | New Jersey | Union | Westfield | 07090 | 1.2 | 1.26
5322 | 34A95 | HACKETTSTOWN | 340NG | NEW JERSEY NATIONAL GUARD | ARGUARD | 901 Willow Grove ST | United States | New Jersey | Warren | Hackettstown | 07840 | 1.2 | 1.26
183376 | 82387-12189 | MAIN ST HACKETTSTOWN | 82387 | JOINT RECRUITING PROGRAM | USACE | 130 MAIN STREET | United States | New Jersey | Warren | Hackettstown | 07840 | 1.2 | 1.26
7791 | 34C30 | WASHINGTON | 340NG | NEW JERSEY NATIONAL GUARD | ARGUARD | 1001 Community Park DR | United States | New Jersey | Warren | Port Murray | 07865 | 1.2 | 1.26
187108 | 82387-13345 | WASHINGTON AVE W WASHINGTON | 82387 | JOINT RECRUITING PROGRAM | USACE | 217 WASHINGTON AVE W | United States | New Jersey | Warren | Washington | 07882 | 1.2 | 1.26
185361 | 82387-12901 | SAN MATEO ALBUQUERQUE | 82387 | JOINT RECRUITING PROGRAM | USACE | 300 SAN MATEO NINTH FLOOR | United States | New Mexico | Bernalillo | Albuquerque | 87101 | 1 | 0.97
185362 | 710594 | USAR CENTER ALBUQUERQUE | 06510 | 63RD RRC - CALIFORNIA | ARRES | USAR CENTER | United States | New Mexico | Bernalillo | Albuquerque | 87101 | 1 | 0.97
185359 | 710769 | 400 6TH STREET SW ALBUQUERQUE | 66155 |  | USACE | 400 6TH STREET SW | United States | New Mexico | Bernalillo | Albuquerque | 87102 | 1 | 0.97
185365 | 710123 | 505 CENTRAL AVE NW ALBUQUERQUE | 66155 |  | USACE | 505 CENTRAL AVE NW | United States | New Mexico | Bernalillo | Albuquerque | 87102 | 1 | 0.97
191781 | 824362 | 1916 CENTRAL AVE. ALBUQUERQUE | 82387 | JOINT RECRUITING PROGRAM | USACE | 1916 Central Avenue | United States | New Mexico | Bernalillo | Albuquerque | 87106 | 1 | 0.97
2501 | NNPL0001 | 850 ELSG/NGM | MHMV | KIRTLAND | AFACT | 3825 Edith Boulevard | United States | New Mexico | Bernalillo | Albuquerque | 87107 | 1.02 | 0.99
3744 | 35856 | ALBUQUERQUE #2 WET SITE | 06510 | 63RD RRC - CALIFORNIA | ARRES | Ridgecrest Drive | United States | New Mexico | Bernalillo | Albuquerque | 87107 | 1 | 0.97
188570 | 820401 | MC MAINSTATION EXPANSION | 82387 | JOINT RECRUITING PROGRAM | USACE |  | United States | New Mexico | Bernalillo | Albuquerque | 87109 | 1 | 0.97
185353 | 82387-10971 | 5338 MONTGOMERY ALBUQUERQUE | 82387 | JOINT RECRUITING PROGRAM | USACE | 5338 MONTGOMERY IRS BUILDING | United States | New Mexico | Bernalillo | Albuquerque | 87109 | 1 | 0.97
189385 | 821396 | 5309 AND 5315 MENAUL NE ALBUQUERQUE | 82387 | JOINT RECRUITING PROGRAM | USACE | 5309 and 5315 Menaul Blvd NE | United States | New Mexico | Bernalillo | Albuquerque | 87110 | 1 | 0.97
185351 | 82387-13129 | UPTOWN BLVD NE ALBUQUERQUE | 82387 | JOINT RECRUITING PROGRAM | USACE | 6605 UPTOWN BLVD NE SUITES 360 & 390 | United States | New Mexico | Bernalillo | Albuquerque | 87110 | 1 | 0.97
185363 | 82387-12304 | MONTGOMERY NE ALBUQUERQUE | 82387 | JOINT RECRUITING PROGRAM | USACE | 11200 MONTGOMERY NE SUITE 36 | United States | New Mexico | Bernalillo | Albuquerque | 87111 | 1 | 0.97
185355 | 710135 | 10000 COORS BLVD BYPASS NW ALBUQUERQUE | 18081 | ARMY MISSION SUPPORT | USACE | 10000 COORS BLVD BYPASS NW SUITE D13 | United States | New Mexico | Bernalillo | Albuquerque | 87114 | 1 | 0.97
191815 | 35R05 | ALBUQUERQUE STOREFRONT | 350NG | NEW JERSEY NATIONAL GUARD | ARGUARD |  | United States | New Mexico | Bernalillo | Albuquerque | 87114 | 1 | 0.97
188589 | MHMV0002 | KIRTLAND SITE # 2 LEASED ASSET DATA SITE (INGRANTS) | MHMV | KIRTLAND | AFACT |  | United States | New Mexico | Bernalillo | Albuquerque | 87117 | 1 | 0.97
188102 | 810226 | 2641 COORS BLVD NW ALBUQUERQUE | 82387 | JOINT RECRUITING PROGRAM | USACE | 2641 Coors Blvd NW | United States | New Mexico | Bernalillo | Albuquerque | 87120 | 1 | 0.97
185879 | 35A98 | ALBUQUERQUE STOREFRONT | 350NG | NEW MEXICO NATIONAL GUARD | ARGUARD |  | United States | New Mexico | Bernalillo | Albuquerque | 87122 | 1 | 0.97
3743 | 35A15 | ALBUQUERQUE | 350NG | NEW MEXICO NATIONAL GUARD | ARGUARD | 600 Wyoming BLVD | United States | New Mexico | Bernalillo | Albuquerque | 87123 | 1 | 0.97
1357 | AEBR0001 | ALBSEWERMETERINGS SITE # 1 | MHMV | KIRTLAND | AFACT | 2050 Wyoming Boulevard | United States | New Mexico | Bernalillo | Kirtland AFB | 87117 | 1.02 | 0.99
2445 | MHMV0001 | KIRTLAND SITE # 1 | MHMV | KIRTLAND | AFACT | 2050 Wyoming Boulevard | United States | New Mexico | Bernalillo | Kirtland AFB | 87117 | 1.02 | 0.99
1707 | FVLW0001 | ELIDA MINI-MUTE RBS SITE #10 SITE # 1 | CZQZ | CANNON AIR FORCE BASE | AFACT | 1506 San Patricio Road | United States | New Mexico | Chaves | Roswell | 88201 | 1.01 | 0.98
7072 | 35B45 | ROSWELL | 350NG | NEW MEXICO NATIONAL GUARD | ARGUARD | 1 Earl Cummings Loop | United States | New Mexico | Chaves | Roswell | 88201 | 1.01 | 0.98
7073 | 35545 | ROSWELL WETS | 350NG | NEW MEXICO NATIONAL GUARD | ARGUARD | 131 Earl Cummings Loop | United States | New Mexico | Chaves | Roswell | 88201 | 1.01 | 0.98
187292 | 800782 | MULLIS ROSWELL | 70132 | INDEPENDENT DUTY HOUSING PROGRAM | USACE | Mullis Avenue | United States | New Mexico | Chaves | Roswell | 88201 | 1.01 | 0.98
188162 | 820032 | 4301 N. MAIN STREET ROSWELL | 82387 | JOINT RECRUITING PROGRAM | USACE | 4301 N. Main Street | United States | New Mexico | Chaves | Roswell | 88201 | 1.01 | 0.98
189871 | 822011 | 1102 SAUNDERS DRIVE ROSWELL | 70132 | INDEPENDENT DUTY HOUSING PROGRAM | USACE | 1102 Saunders Drive | United States | New Mexico | Chaves | Roswell | 88201 | 1.01 | 0.98
190526 | 822658 | 3210 NORTH GARDEN AVENUE ROSWELL | 70132 | INDEPENDENT DUTY HOUSING PROGRAM | USACE | 3210 North Garden Avenue | United States | New Mexico | Chaves | Roswell | 88201 | 1.01 | 0.98
190551 | 822808 | 607 MIMOSA DRIVE ROSWELL | 70132 | INDEPENDENT DUTY HOUSING PROGRAM | USACE | 607 Mimosa Drive | United States | New Mexico | Chaves | Roswell | 88201 | 1.01 | 0.98
4667 | 35B44 | ROSWELL DE BREMOND TS | 350NG | NEW MEXICO NATIONAL GUARD | ARGUARD | 131 Earl Cummings Loop | United States | New Mexico | Chaves | Roswell | 88203 | 1.01 | 0.98
5259 | 35A97 | GRANTS | 350NG | NEW MEXICO NATIONAL GUARD | ARGUARD | 2001 E Santa Fe RD | United States | New Mexico | Cibola | Grants | 87020 | 1.01 | 0.98
6938 | 35B40 | RATON | 350NG | NEW MEXICO NATIONAL GUARD | ARGUARD | 245 Park AVE | United States | New Mexico | Colfax | Raton | 87740 | 1.01 | 0.98
170284 | 35B41 | RATON STORE FRONT RECRUITING OFFICE | 350NG | NEW MEXICO NATIONAL GUARD | ARGUARD |  | United States | New Mexico | Colfax | Raton | 87740 | 1.01 | 0.98
7346 | 35B81 | SPRINGER | 350NG | NEW MEXICO NATIONAL GUARD | ARGUARD | 1400 N Freemont | United States | New Mexico | Colfax | Springer | 87747 | 1.01 | 0.98
1551 | CZQZ0001 | CANNON AFB SITE # 1 | CZQZ | CANNON AIR FORCE BASE | AFACT | 602 North Torch Boulevard | United States | New Mexico | Curry | Cannon AFB | 88103 | 1.08 | 1.05
188082 | CZQZ0002 | CANNON AFB SITE #2 | CZQZ | CANNON AIR FORCE BASE | AFACT |  | United States | New Mexico | Curry | Cannon AFB | 88103 | 1.08 | 1.05
188083 | CZQZ0003 | CANNON AFB SITE #3 | CZQZ | CANNON AIR FORCE BASE | AFACT |  | United States | New Mexico | Curry | Cannon AFB | 88103 | 1.08 | 1.05
188084 | CZQZ0004 | CANNON AFB SITE #4 | CZQZ | CANNON AIR FORCE BASE | AFACT |  | United States | New Mexico | Curry | Cannon AFB | 88103 | 1.08 | 1.05
188085 | CZQZ0005 | CANNON AFB SITE #5 | CZQZ | CANNON AIR FORCE BASE | AFACT |  | United States | New Mexico | Curry | Cannon AFB | 88103 | 1.08 | 1.05
188583 | CZQZ0006 | CANNON AFB SITE #6 LEASED SITE DATA | CZQZ | CANNON AIR FORCE BASE | AFACT |  | United States | New Mexico | Curry | Cannon AFB | 88103 | 1.08 | 1.05
190204 | CZQZ0007 | CANNON AFB SITE #7 | CZQZ | CANNON AIR FORCE BASE | AFACT |  | United States | New Mexico | Curry | Cannon AFB | 88103 | 1.08 | 1.05
4473 | 35A50 | CLOVIS | 350NG | NEW MEXICO NATIONAL GUARD | ARGUARD | 601 S Norris ST | United States | New Mexico | Curry | Clovis | 88101 | 1.08 | 1.05
183762 | 82387-12456 | N PRINCE ST CLOVIS | 82387 | JOINT RECRUITING PROGRAM | USACE | 2809 N PRINCE ST SPACES 1133 & 1134 | United States | New Mexico | Curry | Clovis | 88101 | 1.08 | 1.05
1601 | EAPP0001 | CLOVIS NEXRAD WEATHER SITE SITE # 1 | CZQZ | CANNON AIR FORCE BASE | AFACT | 3400 New Mexico State Road 288 | United States | New Mexico | Curry | Melrose | 88124 | 1.08 | 1.05
1670 | FNCQ0001 | DUNLAP MINI-MUTE RBS SITE 4 SITE # 1 | CZQZ | CANNON AIR FORCE BASE | AFACT | 29197 New Mexicon State Road 20 | United States | New Mexico | De Baca | Fort Sumner | 88119 | 1.01 | 0.98
2105 | HKWN0001 | FT SUMNER MINI-MUTE RBS SITE 8 SITE # 1 | CZQZ | CANNON AIR FORCE BASE | AFACT | 5529 New Mexico State Road 20 | United States | New Mexico | De Baca | Fort Sumner | 88119 | 1.01 | 0.98
2104 | HKWM0001 | YESO MINI-MUTE RBS SITE 7 SITE # 1 | CZQZ | CANNON AIR FORCE BASE | AFACT | 13819 US Highway 60 | United States | New Mexico | De Baca | Yeso | 88136 | 1.01 | 0.98
5828 | 35966 | LAS CRUCES HANGER | 350NG | NEW MEXICO NATIONAL GUARD | ARGUARD | 201 E Las Cruces AVE | United States | New Mexico | Dona Ana | Las Cruces | 88001 | 1.07 | 1.04
189425 | 35R01 | LAS CRUCES STOREFRONT | 350NG | NEW MEXICO NATIONAL GUARD | ARGUARD |  | United States | New Mexico | Dona Ana | Las Cruces | 88001 | 1.07 | 1.04
185823 | 82387-11712 | E LOHMAN ST LAS CRUCES | 82387 | JOINT RECRUITING PROGRAM | USACE | 2001 E. LOHMAN ST STES A & B | United States | New Mexico | Dona Ana | Las Cruces | 88001 | 1.07 | 1.04
7880 | 35955 | WHITE SANDS MISSLE RANGE NM | 35955 | WHITE SANDS MISSLE RANGE | ARACT | White Sands Missile Range, NM 88002 | United States | New Mexico | Dona Ana | Las Cruces | 88002 | 1.07 | 1.04
185150 | 35955-10001 | 102 HEADQUARTERS AVE. WHITE SANDS MISSLE R | 35955 | WHITE SANDS MISSLE RANGE | ARACT | 102 HEADQUARTERS AVE. | United States | New Mexico | Dona Ana | Las Cruces | 88002 | 1.07 | 1.04
5148 | 35895 | GALLAGHER MEMORIAL USARC | 06510 | 63RD RRC - CALIFORNIA | ARRES | 1300 W. Brown Road | United States | New Mexico | Dona Ana | Las Cruces | 88005 | 1.07 | 1.04
188017 | 810213 | 2079 BRIARWOOD LANE LAS CRUCES | 70132 | INDEPENDENT DUTY HOUSING PROGRAM | USACE | 2079 Briarwood Lane | United States | New Mexico | Dona Ana | Las Cruces | 88005 | 1.07 | 1.04
190597 | 822906 | 1320 AVENIDA DE MESILLA LAS CRUCES | 70132 | INDEPENDENT DUTY HOUSING PROGRAM | USACE | 1320 Avenida De Mesilla | United States | New Mexico | Dona Ana | Las Cruces | 88005 | 1.07 | 1.04
5827 | 35B10 | LAS CRUCES | 350NG | NEW MEXICO NATIONAL GUARD | ARGUARD | 249 Armory RD | United States | New Mexico | Dona Ana | Las Cruces | 88007 | 1.07 | 1.04
185890 | 35893 | LAS CRUCES AVIATION SUPPORT FACILITY | 350NG | NEW MEXICO NATIONAL GUARD | ARGUARD | Las Creces Airport | United States | New Mexico | Dona Ana | Las Cruces | 88007 | 1.07 | 1.04
191470 | 35558 | LAS CRUCES USARC | 06510 | 63RD RRC - CALIFORNIA | ARRES |  | United States | New Mexico | Dona Ana | Las Cruces | 88007 | 1.07 | 1.04
185151 | 82387-11713 | E LOHMAN ST LAS CRUCES 1 | 82387 | JOINT RECRUITING PROGRAM | USACE | 3961 E. LOHMAN SUITE 16 & 18 | United States | New Mexico | Dona Ana | Las Cruces | 88011 | 1.07 | 1.04
190839 | 823208 | 6235 CLOUD DANCE DRIVE LAS CRUCES | 70132 | INDEPENDENT DUTY HOUSING PROGRAM | USACE | 6235 Cloud Dance Drive | United States | New Mexico | Dona Ana | Las Cruces | 88012 | 1.07 | 1.04
385 | N60042-WS | WHITE SANDS NM | N60042 | NAF EL CENTRO CA | NAVACT | 1438 Parsons Street | United States | New Mexico | Dona Ana | White Sands Msl Rge | 93043 | 1.07 | 1.04
3854 | 35A25 | ARTESIA | 350NG | NEW MEXICO NATIONAL GUARD | ARGUARD | 409 W Centre AVE | United States | New Mexico | Eddy | Artesia | 88210 | 1.01 | 0.98
7780 | 35865 | WARREN BROTHERS MEMORIAL USARC | 06510 | 63RD RRC - CALIFORNIA | ARRES | 1213 W. Richey Avenue | United States | New Mexico | Eddy | Artesia | 88210 | 1.01 | 0.98
4327 | 35A35 | CARLSBAD | 350NG | NEW MEXICO NATIONAL GUARD | ARGUARD | 305 Fiesta DR | United States | New Mexico | Eddy | Carlsbad | 88220 | 1.01 | 0.98
5353 | 35922 | CARLSBAD - HAPPY VALLEY | 350NG | NEW MEXICO NATIONAL GUARD | ARGUARD | 3200 San Jose BLVD | United States | New Mexico | Eddy | Carlsbad | 88220 | 1.01 | 0.98
7170 | 35A42 | SANTA CLARA (CENTRAL) | 350NG | NEW MEXICO NATIONAL GUARD | ARGUARD | 11990 E HWY 180 | United States | New Mexico | Grant | Central | 88026 | 1.01 | 0.98
7366 | 35925 | SSG JAMES L PHILLIPS USARC | 06510 | 63RD RRC - CALIFORNIA | ARRES | 500 Pine Street | United States | New Mexico | Grant | Silver City | 88062 | 1.01 | 0.98
3243 | UWZA0001 | SANTA ROSA MINI-MUTE RBS SITE #6 SITE # 1 | CZQZ | CANNON AIR FORCE BASE | AFACT | 6689 US Highway 84 | United States | New Mexico | Guadalupe | Santa Rosa | 88435 | 1.01 | 0.98
7174 | 35B70 | SANTA ROSA | 350NG | NEW MEXICO NATIONAL GUARD | ARGUARD | 120 S 5th ST | United States | New Mexico | Guadalupe | Santa Rosa | 88435 | 1.01 | 0.98
5954 | 35B25 | LORDSBURG | 350NG | NEW MEXICO NATIONAL GUARD | ARGUARD | 702 E 2nd ST | United States | New Mexico | Hidalgo | Lordsburg | 88045 | 1.01 | 0.98
5456 | 35B00 | HOBBS | 350NG | NEW MEXICO NATIONAL GUARD | ARGUARD | 5002 Jack Gomez DR | United States | New Mexico | Lea | Hobbs | 88240 | 1.01 | 0.98
185668 | 82387-13207 | W BROADWAY HOBBS | 82387 | JOINT RECRUITING PROGRAM | USACE | 102 W BROADWAY | United States | New Mexico | Lea | Hobbs | 88240 | 1.01 | 0.98
191262 | KWBM0001 | BUCK MOUNTAIN COMMUNICATION SITE | KWRD | HOLLOMAN | AFACT | Buck Mountain | United States | New Mexico | Lincoln | Alto | 88312 | 1.01 | 0.98
188930 | OBGR0001 | OSCURA BOMBING AND GUNNERY RANGE # 1 | KWRD | HOLLOMAN | AFACT |  | United States | New Mexico | Lincoln | Carrizozo | 88301 | 1.01 | 0.98
4693 | 35A60 | DEMING | 350NG | NEW MEXICO NATIONAL GUARD | ARGUARD | 700 S Pearl | United States | New Mexico | Luna | Deming | 88030 | 1.01 | 0.98
6450 | 35505 | DEMING FIRING RANGE (BLACK MOUNTAIN) | 350NG | NEW MEXICO NATIONAL GUARD | ARGUARD | 201 W Spruce ST | United States | New Mexico | Luna | Deming | 88030 | 1.01 | 0.98
185109 | 350NG-10001 | 18330 HWY 27 NE DEMING | 350NG | NEW MEXICO NATIONAL GUARD | ARGUARD | 18330 Highway 27 NE | United States | New Mexico | Luna | Deming | 88030 | 1.01 | 0.98
1656 | FECV0001 | DEMING RADAR SITE (TARS #3) SITE # 1 | AAWZ | ACC AMIC | AFACT | RT. 331 AND COUNTY | United States | New Mexico | Luna | Unknown | 88030 | 1.01 | 0.98
5059 | 35965 | FORT WINGATE DEPOT ACTIVITY | 35955 | WHITE SANDS MISSILE RANGE | ARACT |  | United States | New Mexico | McKinley | Fort Wingate | 87316 | 1.01 | 0.98
5150 | 35A90 | GALLUP | 350NG | NEW MEXICO NATIONAL GUARD | ARGUARD | 54 E Hassler Valley RD | United States | New Mexico | McKinley | Gallup | 87301 | 1.01 | 0.98
185719 | 82387-13241 | W I-40 FRONTAGE GALLUP | 82387 | JOINT RECRUITING PROGRAM | USACE | 1300 W I-40 FRONTAGE STE 140 & 142 | United States | New Mexico | McKinley | Gallup | 87301 | 1.01 | 0.98
3732 | 35A12 | ALAMOGORDO | 350NG | NEW MEXICO NATIONAL GUARD | ARGUARD | 1600 S Florida ST | United States | New Mexico | Otero | Alamogordo | 88310 | 1.01 | 0.98
185457 | 82387-13385 | WHITE SANDS MALL ALAMOGORDO | 82387 | JOINT RECRUITING PROGRAM | USACE | 3199 N WHITE SANDS WHITE SANDS MALL | United States | New Mexico | Otero | Alamogordo | 88310 | 1.01 | 0.98
191459 | KWRD0003 | HOLLOMAN SITE # 3 | KWRD | HOLLOMAN | AFACT |  | United States | New Mexico | Otero | Chaparal | 88021 | 1.01 | 0.98
1380 | ALAY0001 | ALAMOGORDO SITE # 1 | KWRD | HOLLOMAN | AFACT | US Highway 70 | United States | New Mexico | Otero | Holloman AFB | 88330 | 1.07 | 1.04
1498 | BXSR0001 | BOLES WELLS WATER SYSTEM ANNEX SITE # 1 | KWRD | HOLLOMAN | AFACT | US Highway 54 | United States | New Mexico | Otero | Holloman AFB | 88330 | 1.07 | 1.04
1502 | BYPV0001 | BONITO LAKE WATER SYSTEM ANNEX SITE # 1 | KWRD | HOLLOMAN | AFACT | US Highway 70 | United States | New Mexico | Otero | Holloman AFB | 88330 | 1.07 | 1.04
2352 | KWRD0001 | HOLLOMAN SITE # 1 | KWRD | HOLLOMAN | AFACT | 110 1st Street | United States | New Mexico | Otero | Holloman AFB | 88330 | 1.07 | 1.04
3192 | TUAL0001 | TULAROSA SITE # 1 | KWRD | HOLLOMAN | AFACT | US Highway 70 | United States | New Mexico | Otero | Holloman AFB | 88330 | 1.07 | 1.04
4986 | 35125 | FORT BLISS AAA RANGES | 48125 | FORT BLISS | ARACT | SW corner of Otero County, NM | United States | New Mexico | Otero | Orogrande | 88342 | 1.01 | 0.98
190575 | KWRD0002 | HOLLOMAN SITE # 3 | KWRD | HOLLOMAN | AFACT |  | United States | New Mexico | Otero | Tularosa | 88352 | 1.01 | 0.98
2401 | LWBN0001 | JORDAN MINI MUTE RADAR BOMB SCORING SITE SITE # 1 | CZQZ | CANNON AIR FORCE BASE | AFACT | 3599 QR BC RD | United States | New Mexico | Quay | Mcalister | 88427 | 1.01 | 0.98
2781 | PQGT0001 | MCALLISTER MINI-MUTE RBS SITE #5 SITE # 1 | CZQZ | CANNON AIR FORCE BASE | AFACT | 3062 QR AU RD | United States | New Mexico | Quay | Mcalister | 88427 | 1.01 | 0.98
7633 | 35C00 | TUCUMCARI | 350NG | NEW MEXICO NATIONAL GUARD | ARGUARD | 649 E Cross AVE | United States | New Mexico | Quay | Tucumcari | 88401 | 1.01 | 0.98
4884 | 35A70 | ESPANOLA | 350NG | NEW MEXICO NATIONAL GUARD | ARGUARD | 705 Johnnie Roybal RD | United States | New Mexico | Rio Arriba | Espanola | 87532 | 1.01 | 0.98
2801 | PXLY0001 | MELROSE AIR FORCE RANGE SITE # 1 | CZQZ | CANNON AIR FORCE BASE | AFACT | 5000 Sundale Valley Road | United States | New Mexico | Roosevelt | Floyd | 88124 | 1.01 | 0.98
188086 | PXLY0002 | MELROSE AIR FORCE RANGE SITE #2 | CZQZ | CANNON AIR FORCE BASE | AFACT |  | United States | New Mexico | Roosevelt | Floyd | 88124 | 1.01 | 0.98
188087 | PXLY0003 | MELROSE AIR FORCE RANGE SITE #3 | CZQZ | CANNON AIR FORCE BASE | AFACT |  | United States | New Mexico | Roosevelt | Floyd | 88124 | 1.01 | 0.98
188088 | PXLY0004 | MELROSE AIR FORCE RANGE SITE #4 | CZQZ | CANNON AIR FORCE BASE | AFACT |  | United States | New Mexico | Roosevelt | Floyd | 88124 | 1.01 | 0.98
188089 | PXLY0005 | MELROSE AIR FORCE RANGE SITE #5 | CZQZ | CANNON AIR FORCE BASE | AFACT |  | United States | New Mexico | Roosevelt | Floyd | 88124 | 1.01 | 0.98
188090 | PXLY0006 | MELROSE AIR FORCE RANGE SITE #6 | CZQZ | CANNON AIR FORCE BASE | AFACT |  | United States | New Mexico | Roosevelt | Floyd | 88124 | 1.01 | 0.98
190202 | PXLY0007 | MELROSE AIR FORCE RANGE SITE #7 | CZQZ | CANNON AIR FORCE BASE | AFACT |  | United States | New Mexico | Roosevelt | Floyd | 88124 | 1.01 | 0.98
6858 | 35B35 | PORTALES | 350NG | NEW MEXICO NATIONAL GUARD | ARGUARD | 109 Airport RD | United States | New Mexico | Roosevelt | Portales | 88130 | 1.01 | 0.98
4923 | 35A75 | FARMINGTON | 350NG | NEW MEXICO NATIONAL GUARD | ARGUARD | 1101 W Navajo | United States | New Mexico | San Juan | Farmington | 87401 | 1.01 | 0.98
189196 | 821230 | 1716 E 23RD STREET FARMINGTON | 70132 | INDEPENDENT DUTY HOUSING PROGRAM | USACE | 1320 Avenida De Mesilla | United States | New Mexico | San Juan | Farmington | 87401 | 1.01 | 0.98
190156 | 35015 | FARMINGTON TEMPORARY RC #1 | 350NG | NEW MEXICO NATIONAL GUARD | ARGUARD |  | United States | New Mexico | San Juan | Farmington | 87401 | 1.01 | 0.98
190157 | 35413 | FARMINGTON TEMPORARY RC #2 | 350NG | NEW MEXICO NATIONAL GUARD | ARGUARD |  | United States | New Mexico | San Juan | Farmington | 87401 | 1.01 | 0.98
190823 | 823181 | 2212 CAMINA PLACER FARMINGTON | 70132 | INDEPENDENT DUTY HOUSING PROGRAM | USACE | 2212 Camina Placer | United States | New Mexico | San Juan | Farmington | 87401 | 1.01 | 0.98
183471 | 82387-10771 | 3554 EAST MAIN FARMINGTON | 82387 | JOINT RECRUITING PROGRAM | USACE | 3554 EAST MAIN SUITES 7-9 | United States | New Mexico | San Juan | Farmington | 87402 | 1.01 | 0.98
7604 | 35B20 | LAS VEGAS CAMP LUNA TS | 350NG | NEW MEXICO NATIONAL GUARD | ARGUARD | 1001 Douglas AVE | United States | New Mexico | San Miguel | Las Vegas | 87701 | 1.01 | 0.98
182642 | 82387-12283 | MILLS AVE LAS VEGAS | 82387 | JOINT RECRUITING PROGRAM | USACE | 232 MILLS AVE MILLS PLAZA | United States | New Mexico | San Miguel | Las Vegas | 87701 | 1.01 | 0.98
7010 | 35B43 | RIO RANCHO TS | 350NG | NEW MEXICO NATIONAL GUARD | ARGUARD | 4001 Nw Loop | United States | New Mexico | Sandoval | Rio Rancho | 87124 | 1 | 0.97
189311 | 35R02 | RIO RANCHO STOREFRONT | 350NG | NEW MEXICO NATIONAL GUARD | ARGUARD |  | United States | New Mexico | Sandoval | Rio Rancho | 87124 | 1 | 0.97
3942 | 35B61 | BATAAN MEMORIAL MUSEUM | 350NG | NEW MEXICO NATIONAL GUARD | ARGUARD | 1050 Old Pecos Trail | United States | New Mexico | Santa Fe | Santa Fe | 87505 | 1.01 | 0.98
5664 | 35935 | JOSEPH I GONZALES USARC | 06510 | 63RD RRC - CALIFORNIA | ARRES | 43A Batann Blvd (ARNG Complex) | United States | New Mexico | Santa Fe | Santa Fe | 87505 | 1.01 | 0.98
170285 | 35B62 | SANTA FE STOREFRONT RECRUITING OFFICE | 350NG | NEW MEXICO NATIONAL GUARD | ARGUARD |  | United States | New Mexico | Santa Fe | Santa Fe | 87505 | 1.01 | 0.98
4226 | 35921 | CAMEL TRACKS TNG SITE | 350NG | NEW MEXICO NATIONAL GUARD | ARGUARD | 174 Tesuque Village RD | United States | New Mexico | Santa Fe | Santa Fe | 87506 | 1.01 | 0.98
7172 | 35B60 | SANTA FE AASF | 350NG | NEW MEXICO NATIONAL GUARD | ARGUARD | Huey RD | United States | New Mexico | Santa Fe | Santa Fe | 87507 | 1.01 | 0.98
187299 | 82387-11491 | CERRILLOS RD SANTA FE | 82387 | JOINT RECRUITING PROGRAM | USACE | 4250 CERRILLOS ROAD SPACE 1232 | United States | New Mexico | Santa Fe | Santa Fe | 87507 | 1.01 | 0.98
6633 | 35B67 | SANTA FE - ONATE COMPLEX TS | 350NG | NEW MEXICO NATIONAL GUARD | ARGUARD | 47 Bataan BLVD | United States | New Mexico | Santa Fe | Santa Fe | 87508 | 1.01 | 0.98
1706 | FVFH0001 | ELEPHANT BUTTE SPACE SURVELLIANCE STATION | TDKA | PETERSON AFB | AFACT |  | United States | New Mexico | Sierra | Truth Or Consequences | 87901 | 1.01 | 0.98
7599 | 35B95 | TRUTH OR CONSE | 350NG | NEW MEXICO NATIONAL GUARD | ARGUARD | 1507 N Date ST | United States | New Mexico | Sierra | Truth Or Consequences | 87901 | 1.01 | 0.98
7308 | 35B75 | SOCORRO | 350NG | NEW MEXICO NATIONAL GUARD | ARGUARD | 120 Sincock ST | United States | New Mexico | Socorro | Socorro | 87801 | 1.01 | 0.98
182645 | 35955-10002 | WHITE SANDS MISSILE RANGE SOCORRO | 35955 | WHITE SANDS MISSLE RANGE | ARACT | WHITE SANDS MISSILE RANGE | United States | New Mexico | Socorro | Socorro | 87801 | 1.01 | 0.98
7503 | 35B85 | TAOS | 350NG | NEW MEXICO NATIONAL GUARD | ARGUARD | 400 E Walnut ST | United States | New Mexico | Taos | Ranches of Taos | 87557 | 1.01 | 0.98
4450 | 35A45 | CLAYTON | 350NG | NEW MEXICO NATIONAL GUARD | ARGUARD | 1601 Water ST | United States | New Mexico | Union | Clayton | 88415 | 1.01 | 0.98
3977 | 35A30 | BELEN | 350NG | NEW MEXICO NATIONAL GUARD | ARGUARD | 21 General E Baca | United States | New Mexico | Valencia | Belen | 87002 | 1.01 | 0.98
190234 | 35A31 | BELEN ENVIRONMENTAL SITE | 350NG | NEW MEXICO NATIONAL GUARD | ARGUARD |  | United States | New Mexico | Valencia | Belen | 87002 | 1.01 | 0.98
190743 | 823106 | 1400 MAIN STREET LOS LUNAS | 82387 | JOINT RECRUITING PROGRAM | USACE | 1400 Main Street | United States | New Mexico | Valencia | Los Lunas | 87031 | 1.01 | 0.98
1308 | N32446-NA | NAVOPSPTCEN ALBANY NY | N32446 | NSY PORTSMOUTH | NAVACT | 780 Washington Avenue | United States | New York | Albany | Albany | 12203 | 1.12 | 1.14
6038 | 36825 | MAJ JAMES J.O'DONOVAN USARC | 42560 | 99TH RRC - PENNSYLVANIA | ARRES | 90 North Main Ave | United States | New York | Albany | Albany | 12203 | 1.12 | 1.14
170461 | 36A21 | ALBANY RECRUITING STOREFRONT | 360NG | NEW YORK NATIONAL GUARD | ARGUARD |  | United States | New York | Albany | Albany | 12205 | 1.12 | 1.14
185491 | 82387-13371 | WESTERN AVE ALBANY | 82387 | JOINT RECRUITING PROGRAM | USACE | 2021 WESTERN AVENUE | United States | New York | Albany | Albany | 12205 | 1.12 | 1.14
185492 | 82387-11356 | AVIATION RD ALBANY | 82387 | JOINT RECRUITING PROGRAM | USACE | Aviation Road | United States | New York | Albany | Albany | 12205 | 1.12 | 1.14
185494 | 82387-11534 | COMPUTER DR E ALBANY | 82387 | JOINT RECRUITING PROGRAM | USACE | 14 COMPUTER DRIVE E. | United States | New York | Albany | Albany | 12205 | 1.12 | 1.14
185495 | 82387-13033 | STORE #234 ALBANY | 82387 | JOINT RECRUITING PROGRAM | USACE | STORE #234 COLONIE CENTER MALL | United States | New York | Albany | Albany | 12205 | 1.12 | 1.14
185493 | 82387-11518 | CLINTON-PEARL ST ALBANY | 66155 |  | USACE | CLINTON-PEARL ST LEO O'BRIEN FEDERAL | United States | New York | Albany | Albany | 12207 | 1.12 | 1.14
183946 | 82387-13162 | VILLAGE PLAZA GREEN ISLAND | 82387 | JOINT RECRUITING PROGRAM | USACE | 100 Hudson Avenue | United States | New York | Albany | Green Island | 12183 | 1.12 | 1.14
5308 | 36B55 | GUILDERLAND TNG SITE | 360NG | NEW YORK NATIONAL GUARD | ARGUARD | Grant Hill RD | United States | New York | Albany | Guilderland | 12084 | 1.12 | 1.14
3735 | 36A15 | ALBANY AASF 3 | 360NG | NEW YORK NATIONAL GUARD | ARGUARD | 330 Old Niskayuna RD | United States | New York | Albany | Latham | 12110 | 1.12 | 1.14
4731 | 36C03 | DMNA HQ OMS19 | 360NG | NEW YORK NATIONAL GUARD | ARGUARD | 330 Old Niskayuna Ro | United States | New York | Albany | Latham | 12110 | 1.12 | 1.14
189557 | 82387-13352 | WATERVLIET ARSENAL WATERVLIET | 82387 | JOINT RECRUITING PROGRAM | USACE | WATERVLIET ARSENAL BLDG 40 2ND FLR | United States | New York | Albany | Watervliet | 12189 | 1.14 | 1.16
188014 | 810164 | 165 CHAMBERS STREET NEW YORK CITY | 82387 | JOINT RECRUITING PROGRAM | USACE | 165 Chambers Street | United States | New York | Bronx | New York City | 10006 | 1.31 | 1.42
188004 | 810166 | 116 CHAMBERS STREET NEW YORK CITY | 82387 | JOINT RECRUITING PROGRAM | USACE | 116 Chambers Street | United States | New York | Bronx | New York City | 10007 | 1.31 | 1.42
188008 | 810165 | 143 CHAMBERS STREET NEW YORK CITY | 82387 | JOINT RECRUITING PROGRAM | USACE | 143 Chambers Street | United States | New York | Bronx | New York City | 10007 | 1.31 | 1.42
186327 | 801072 | W 181ST STREET NEW YORK | 82387 | JOINT RECRUITING PROGRAM | USACE | W 181st Street | United States | New York | Bronx | New York City | 10036 | 1.31 | 1.42
188024 | 810162 | 26 FEDERAL PLAZA NEW YORK CITY | 82387 | JOINT RECRUITING PROGRAM | USACE | 26 Federal Plaza | United States | New York | Bronx | New York City | 10278 | 1.31 | 1.42
188550 | 820414 | 683 ALLERTON BRONX | 82387 | JOINT RECRUITING PROGRAM | USACE | 683 Allerton Bronx | United States | New York | Bronx | New York City | 10278 | 1.31 | 1.42
185613 | 82387-12258 | MELROSE AVE BRONX | 82387 | JOINT RECRUITING PROGRAM | USACE | 560 MELROSE AVE 2ND FLOOR | United States | New York | Bronx | New York City | 10455 | 1.31 | 1.42
184042 | 82387-11685 | E FORDHAM RD BRONX | 82387 | JOINT RECRUITING PROGRAM | USACE | 151 E. FORDHAM ROAD FORDHAM RD/GRAND CONCOURSE | United States | New York | Bronx | New York City | 10458 | 1.31 | 1.42
184036 | 82387-13369 | WESTCHESTER SQ BRONX | 82387 | JOINT RECRUITING PROGRAM | USACE | 120 A WESTCHESTER SQ | United States | New York | Bronx | New York City | 10461 | 1.31 | 1.42
184053 | 82387-11942 | GRAND CONCOURSE BRONX | 82387 | JOINT RECRUITING PROGRAM | USACE | 2488 GRAND CONCOURSE 2ND FLOOR | United States | New York | Bronx | New York City | 10461 | 1.31 | 1.42
1318 | N32446-NF | NAVOPSPTCEN FORT SCHUYLER NY | N32446 | NSY PORTSMOUTH | NAVACT | 4 Pennyfield Avenue | United States | New York | Bronx | New York City | 10465 | 1.31 | 1.42
4151 | 36A50 | BRONX READINESS CENTER | 360NG | NEW YORK NATIONAL GUARD | ARGUARD |  | United States | New York | Bronx | New York City | 10468 | 1.31 | 1.42
170690 | 36A55 | BRONX READINESS CENTER | 360NG | NEW YORK NATIONAL GUARD | ARGUARD |  | United States | New York | Bronx | New York City | 10468 | 1.31 | 1.42
7246 | 36840 | SGT JOSEPH E.MULLER USARC | 42560 | 99TH RRC - PENNSYLVANIA | ARRES |  | United States | New York | Bronx | New York City | 10470 | 1.31 | 1.42
187221 | 800788 | WILLIS AVENUE BRONX | 82387 | JOINT RECRUITING PROGRAM | USACE | Willis Avenue Bronx | United States | New York | Bronx | New York City | 10473 | 1.31 | 1.42
184040 | 82387-13384 | WHITE PLAINS RD BRONX | 82387 | JOINT RECRUITING PROGRAM | USACE | 4383-85 WHITE PLAINS RD. GROUND FLOOR | United States | New York | Bronx | New York City | 10475 | 1.31 | 1.42
188781 | 820605 | 43 JAMAICA AVENUE BROOKLYN | 82387 | JOINT RECRUITING PROGRAM | USACE | 43 Jamaica Avenue Brooklyn | United States | New York | Bronx | New York City | 11207 | 1.31 | 1.42
186894 | 800789 | KNICKERBOCKER AVENUE BROOKLYN | 82387 | JOINT RECRUITING PROGRAM | USACE | Knickerbocker Avenue Brooklyn | United States | New York | Bronx | New York City | 11237 | 1.31 | 1.42
190785 | 822303 | 374 EAST 149TH STREET BRONX | 82387 | JOINT RECRUITING PROGRAM | USACE | 374 East 149th Street Bronx | United States | New York | Bronx | Unknown | 10455 | 1.31 | 1.42
190783 | 702713 | 260 EAST 188TH STREET BRONX | 82387 | JOINT RECRUITING PROGRAM | USACE | 260 East 188th Street Bronx | United States | New York | Bronx | Unknown | 10458 | 1.31 | 1.42
190840 | 820027 | 63 WESTCHESTER SQUARE BRONX | 82387 | JOINT RECRUITING PROGRAM | USACE | 63 Westchester Square Bronx | United States | New York | Bronx | Unknown | 10461 | 1.31 | 1.42
190821 | 820327 | 2167 WESTCHESTER AVE BRONX | 82387 | JOINT RECRUITING PROGRAM | USACE | 2167 Westchester Avenue Bronx | United States | New York | Bronx | Unknown | 10462 | 1.31 | 1.42
4048 | 36A45 | BINGHAMTON RC / FMS 13 | 360NG | NEW YORK NATIONAL GUARD | ARGUARD | 85 W End AVE | United States | New York | Broome | Binghamton | 13905 | 1.12 | 1.14
1352 | ACHQ0001 | AIR FORCE PLANT NO 59 SITE # 1 | TTQK | AIR FORCE PLANT 42 | AFACT | 600 Main Street | United States | New York | Broome | Johnson City | 13790 | 1.12 | 1.14
182820 | 82387-13155 | VESTAL PK VESTAL | 82387 | JOINT RECRUITING PROGRAM | USACE | 4700 VESTAL PARKWAY | United States | New York | Broome | Vestal | 13851 | 1.12 | 1.14
188517 | 820397 | 3668 SMITH HOLLOW ROAD ALLEGANY | 70132 | INDEPENDENT DUTY HOUSING PROGRAM | USACE | 3668 Smith Hollow Road | United States | New York | Cattaraugus | Allegany | 14706 | 1.12 | 1.14
190813 | 823207 | 13 SUNBURST LANE ALLEGANY | 70132 | INDEPENDENT DUTY HOUSING PROGRAM | USACE | 13 Sunburst Lane | United States | New York | Cattaraugus | Allegany | 14706 | 1.12 | 1.14
189985 | 822133 | 6568 MAPLES ROAD ELLICOTTVILLE | 70132 | INDEPENDENT DUTY HOUSING PROGRAM | USACE | 6568 Maples Road | United States | New York | Cattaraugus | Ellicottville | 14731 | 1.12 | 1.14
6619 | 36C95 | OLEAN READINESS CENTER | 360NG | NEW YORK NATIONAL GUARD | ARGUARD | 119 Times SQ | United States | New York | Cattaraugus | Olean | 14760 | 1.12 | 1.14
183382 | 82387-12339 | N BARRY ST OLEAN | 82387 | JOINT RECRUITING PROGRAM | USACE | 452 NORTH BARRY ST | United States | New York | Cattaraugus | Olean | 14760 | 1.12 | 1.14
3884 | 36A30 | AUBURN RC OMS 4 | 360NG | NEW YORK NATIONAL GUARD | ARGUARD | 174 S ST | United States | New York | Cayuga | Auburn | 13021 | 1.12 | 1.14
182375 | 82387-11919 | GENESEE ST AUBURN | 82387 | JOINT RECRUITING PROGRAM | USACE | 188 GENESEE STREET RMS 110,112,114&115 | United States | New York | Cayuga | Auburn | 13021 | 1.12 | 1.14
191331 | 823355 | 3 SUMMIT PARK DRIVE BEMUS POINT | 70132 | INDEPENDENT DUTY HOUSING PROGRAM | USACE | 3 Summit Park Drive | United States | New York | Chautauqua | Bemus Point | 14712 | 1.12 | 1.14
4777 | 36B15 | DUNKIRK READINESS CENTER | 360NG | NEW YORK NATIONAL GUARD | ARGUARD | 410 Central AVE | United States | New York | Chautauqua | Dunkirk | 14048 | 1.12 | 1.14
191270 | 36B16 | DUNKIRK TRAINING AREA | 360NG | NEW YORK NATIONAL GUARD | ARGUARD |  | United States | New York | Chautauqua | Dunkirk | 14048 | 1.12 | 1.14
184130 | 82387-11482 | CENTRAL AVE DUNKIRK | 82387 | JOINT RECRUITING PROGRAM | USACE | 415 CENTRAL AVENUE GROUND FLOOR | United States | New York | Chautauqua | Dunkirk | 14048 | 1.12 | 1.14
5197 | 36874 | GERRY USARC | 42560 | 99TH RRC - PENNSYLVANIA | ARRES | 4455 Lavant Gerry Roads | United States | New York | Chautauqua | Gerry | 14740 | 1.12 | 1.14
211 | N69138 | JAMESTOWN NY NRC CS | N69138 | JAMESTOWN NY NRC CS | NAVACT | NO STREET ADDRESS | United States | New York | Chautauqua | Jamestown | 14701 | 1.12 | 1.14
5600 | 36B95 | JAMESTOWN RC OMS 2 | 360NG | NEW YORK NATIONAL GUARD | ARGUARD | 34 Porter AVE | United States | New York | Chautauqua | Jamestown | 14701 | 1.12 | 1.14
188016 | 810155 | 201 WEST 3RD STREET JAMESTOWN | 82387 | JOINT RECRUITING PROGRAM | USACE | 201 West 3rd Street | United States | New York | Chautauqua | Jamestown | 14701 | 1.12 | 1.14
183890 | 82387-11627 | E 3RD-PENDERGAST JAMESTOWN | 82387 | JOINT RECRUITING PROGRAM | USACE | E 3RD-PENDERGAST | United States | New York | Chautauqua | Jamestown | 14701 | 1.12 | 1.14
4576 | 36870 | CPT ALDEN D ALLEN AFRC | 42560 | 99TH RRC - PENNSYLVANIA | ARRES | 3000 Upper Lake Road | United States | New York | Chemung | Horseheads | 14845 | 1.12 | 1.14
5487 | 36A43 | HORSEHEADS READINESS CENTER | 360NG | NEW YORK NATIONAL GUARD | ARGUARD | 128 Colonial DR | United States | New York | Chemung | Horseheads | 14845 | 1.12 | 1.14
189826 | 822003 | 2098 GRAND CENTRAL AVENUE HORSEHEADS | 70132 | INDEPENDENT DUTY HOUSING PROGRAM | USACE | 2098 Grand Central Avenue | United States | New York | Chemung | Horseheads | 14845 | 1.12 | 1.14
182818 | 82387-10736 | 3300 CHAMBERS ROAD HORSEHEADS | 82387 | JOINT RECRUITING PROGRAM | USACE | 3300 CHAMBERS ROAD MALL | United States | New York | Chemung | Horseheads | 14845 | 1.12 | 1.14
6277 | 36D37 | MORRISONVILLE READINESS CENTER | 360NG | NEW YORK NATIONAL GUARD | ARGUARD | 16 Fairground RD | United States | New York | Clinton | Morrisonville | 12962 | 1.12 | 1.14
3157 | THWR0001 | PLATTSBURGH ANNEX 1 SITE # 1 | VDYD | SCOTT AFB | AFACT | 304 New York Road (BRAC THWR) | United States | New York | Clinton | Peru | 12972 | 1.12 | 1.14
6759 | 36930 | PFC HAROLD P LYNCH USARC | 42560 | 99TH RRC - PENNSYLVANIA | ARRES | 5363 Peru Street (Rte 9) | United States | New York | Clinton | Plattsburgh | 12901 | 1.12 | 1.14
184378 | 82387-11028 | 601 CORNELIA STREET PLATTSBURGH | 82387 | JOINT RECRUITING PROGRAM | USACE | 601 CORNELIA STREET ROUTE 3 | United States | New York | Clinton | Plattsburgh | 12901 | 1.12 | 1.14
3158 | THWS0001 | PLATTSBURGH ANNEX NO 2 SITE # 1 | VDYD | SCOTT AFB | AFACT | 304 New York Road (BRAC THWS) | United States | New York | Clinton | Plattsburgh | 12903 | 1.12 | 1.14
3160 | THXY0001 | PLATTSBURGH ILS MIDDLE MARKER ANNEX SITE # 1 | VDYD | SCOTT AFB | AFACT | 304 New York Road (BRAC THXY) | United States | New York | Clinton | Plattsburgh | 12903 | 1.12 | 1.14
3161 | TJLB0001 | PLATTSBURGH TACAN ANNEX SITE # 1 | VDYD | SCOTT AFB | AFACT | 304 New York Road (BRAC TJLB) | United States | New York | Clinton | Plattsburgh | 12903 | 1.12 | 1.14
3156 | THWA0001 | PLATTSBURG AFB SITE # 1 | VDYD | SCOTT AFB | AFACT | 304 New York Road | United States | New York | Clinton | Unknown | 12903 | 1.12 | 1.14
183766 | 82387-12184 | MAIN ST CORTLAND | 82387 | JOINT RECRUITING PROGRAM | USACE | 91-93 MAIN STREET | United States | New York | Cortland | Cortland | 13045 | 1.12 | 1.14
7772 | 36E40 | WALTON READINESS CENTER | 360NG | NEW YORK NATIONAL GUARD | ARGUARD | 32 W ST | United States | New York | Delaware | Walton | 13856 | 1.12 | 1.14
3678 | 36935 | 2IT GLEN CARPENTER USARC | 42560 | 99TH RRC - PENNSYLVANIA | ARRES |  | United States | New York | Dutchess | Poughkeepsie | 12601 | 1.12 | 1.14
184000 | 82387-11503 | CHESTNUT PLAZA POUGHKEEPSIE | 82387 | JOINT RECRUITING PROGRAM | USACE | CHESTNUT PLAZA SUITE 32, 2020 SOUTH ROAD | United States | New York | Dutchess | Poughkeepsie | 12601 | 1.12 | 1.14
187826 | 36B52 | STORMVILLE CSMS | 360NG | NEW YORK NATIONAL GUARD | ARGUARD |  | United States | New York | Dutchess | Stormville | 12582 | 1.12 | 1.14
185370 | 82387-10008 | 100 CORPORATE PARKWAY AMHERST | 82387 | JOINT RECRUITING PROGRAM | USACE | 100 CORPORATE PARKWAY PARKING LEASE | United States | New York | Erie | Amherst | 14226 | 1.11 | 1.14
185371 | 82387-11553 | CORPORATE PKWY AMHERST | 82387 | JOINT RECRUITING PROGRAM | USACE | 100 CORPORATE PKWY SUITE 138 | United States | New York | Erie | Amherst | 14228 | 1.11 | 1.14
1309 | N32446-NB | NAVOPSPTCEN BUFFALO NY | N32446 | NSY PORTSMOUTH | NAVACT | 3 Porter Avenue | United States | New York | Erie | Buffalo | 14201 | 1.11 | 1.14
188000 | 810149 | 111 WEST HURON STREET BUFFALO | 82387 | JOINT RECRUITING PROGRAM | USACE | 111 West Huron Street | United States | New York | Erie | Buffalo | 14202 | 1.11 | 1.14
185377 | 82387-12102 | LAFAYETTE SQ BUFFALO | 82387 | JOINT RECRUITING PROGRAM | USACE | 25 LAFAYETTE SQUARE SUITE 111 | United States | New York | Erie | Buffalo | 14203 | 1.11 | 1.14
6109 | 36A95 | MASTEN AVE RC / FMS 1 | 360NG | NEW YORK NATIONAL GUARD | ARGUARD | 27 Masten AVE | United States | New York | Erie | Buffalo | 14204 | 1.11 | 1.14
190443 | 36A93 | SOUTH PARK STORAGE DEPOT | 360NG | NEW YORK NATIONAL GUARD | ARGUARD |  | United States | New York | Erie | Buffalo | 14210 | 1.11 | 1.14
4534 | 36A85 | CONNECTICUT STREET RC / FMS 10 | 360NG | NEW YORK NATIONAL GUARD | ARGUARD | 184 Connecticut ST | United States | New York | Erie | Buffalo | 14213 | 1.11 | 1.14
3780 | 36830 | AMHERST USARC | 42560 | 99TH RRC - PENNSYLVANIA | ARRES | 100 North Forest Rd. | United States | New York | Erie | Buffalo | 14221 | 1.11 | 1.14
185404 | 82387-13333 | WALDEN AVE CHEEKTOWAGA | 82387 | JOINT RECRUITING PROGRAM | USACE | 1550 WALDEN AVE | United States | New York | Erie | Cheektowaga | 14225 | 1.11 | 1.14
191720 | 824081 | 83 SOUTHWEDGE DRIVE GETZVILLE | 70132 | INDEPENDENT DUTY HOUSING PROGRAM | USACE | 83 Southwedge Drive | United States | New York | Erie | Getzville | 14068 | 1.11 | 1.14
188112 | 810150 | 6050 SOUTH PARK AVE HAMBURG | 82387 | JOINT RECRUITING PROGRAM | USACE | 6050 South Park Avenue | United States | New York | Erie | Hamburg | 14075 | 1.11 | 1.14
188866 | 820935 | 7118 EAST EDEN ROAD HAMBURG | 70132 | INDEPENDENT DUTY HOUSING PROGRAM | USACE | 7118 East Eden Road | United States | New York | Erie | Hamburg | 14075 | 1.11 | 1.14
6753 | 36960 | PFC CHARLES N DEGLOPPER USARC | 42560 | 99TH RRC - PENNSYLVANIA | ARRES | 2393 Colvin Blvd | United States | New York | Erie | Tonawanda | 14150 | 1.11 | 1.14
184695 | 82387-12944 | SHERIDAN DR TONAWANDA | 82387 | JOINT RECRUITING PROGRAM | USACE | 2818-20 SHERIDAN DR | United States | New York | Erie | Tonawanda | 14150 | 1.11 | 1.14
182692 | 82387-12987 | SOUTHGATE PLZ W SENECA | 82387 | JOINT RECRUITING PROGRAM | USACE | #19 SOUTHGATE PLAZA 1044 UNION ROAD | United States | New York | Erie | West Seneca | 14224 | 1.11 | 1.14
185409 | 82387-10984 | 5500 MAIN STREET WILLIAMSVILLE | 82387 | JOINT RECRUITING PROGRAM | USACE | 5500 MAIN STREET | United States | New York | Erie | Williamsville | 14221 | 1.11 | 1.14
7631 | 36890 | TSG HAROLD C LOCKWOOD USARC | 42560 | 99TH RRC - PENNSYLVANIA | ARRES | 125 Finney Blvd | United States | New York | Franklin | Malone | 12953 | 1.12 | 1.14
184377 | 82387-11849 | FINNEY BLVD MALONE | 82387 | JOINT RECRUITING PROGRAM | USACE | 151 FINNEY BLVD RTE 30 USDA BLDG | United States | New York | Franklin | Malone | 12953 | 1.12 | 1.14
7177 | 36D80 | SARANAC LAKE READINESS CENTER | 360NG | NEW YORK NATIONAL GUARD | ARGUARD | 2 State RD | United States | New York | Franklin | Saranac Lake | 12983 | 1.12 | 1.14
184449 | 82387-12203 | MAIN ST SARANAC LK | 82387 | JOINT RECRUITING PROGRAM | USACE | 81 MAIN STREET 2ND FL FRONT | United States | New York | Franklin | Saranac Lake | 12983 | 1.12 | 1.14
5223 | 36B50 | GLOVERSVILLE READINESS CENTER | 360NG | NEW YORK NATIONAL GUARD | ARGUARD | 87 Washington ST | United States | New York | Fulton | Gloversville | 12078 | 1.12 | 1.14
191859 | 824439 | 217 HILLVIEW ROAD GLOVERSVILLE | 70132 | INDEPENDENT DUTY HOUSING PROGRAM | USACE | 217 Hillview Road | United States | New York | Fulton | Gloversville | 12078 | 1.12 | 1.14
182829 | 82387-10777 | 363 NORTH COMRIE AVENUE JOHNSTOWN | 82387 | JOINT RECRUITING PROGRAM | USACE | 363 NORTH COMRIE AVENUE | United States | New York | Fulton | Johnstown | 12095 | 1.12 | 1.14
185496 | 82387-12130 | LEWISTON RD BATAVIA | 82387 | JOINT RECRUITING PROGRAM | USACE | 8351 LEWISTON ROAD | United States | New York | Genesee | Batavia | 14020 | 1.12 | 1.14
190830 | 823173 | 323 MAIN ST. CATSKILL | 82387 | JOINT RECRUITING PROGRAM | USACE | 323 Main Street | United States | New York | Greene | Catskill | 12414 | 1.12 | 1.14
5856 | 36C05 | LEEDS READINESS CENTER | 360NG | NEW YORK NATIONAL GUARD | ARGUARD | 1155 Main ST | United States | New York | Greene | Leeds | 12451 | 1.12 | 1.14
3072 | RTVW0001 | NEWPORT TEST ANNEX NO 1 RECEIVER SITE # 1 | MXRD | HANSCOM AFB | AFACT | 10 Tower Road | United States | New York | Herkimer | Unknown | 13416 | 1.12 | 1.14
3073 | RTWC0001 | NEWPORT TEST ANNEX NO 2 TRANSMITTER SITE # 1 | MXRD | HANSCOM AFB | AFACT | 391 Lindsay Road | United States | New York | Herkimer | Unknown | 13416 | 1.12 | 1.14
188889 | 820831 | 89 WALTON STREET ALEXANDRIA BAY | 36205 | FORT DRUM | ARACT | 89 Walton Street | United States | New York | Jefferson | Alexandria Bay | 13607 | 1.1 | 1.12
189172 | 821238 | 106 SOUTH MAIN STREET BLACK RIVER | 36205 | FORT DRUM | ARACT | 106 South Main Street | United States | New York | Jefferson | Black River | 13612 | 1.1 | 1.12
189194 | 821244 | 166 S. MAIN STREET BLACK RIVER | 36205 | FORT DRUM | ARACT | 166 South Main Street | United States | New York | Jefferson | Black River | 13612 | 1.1 | 1.12
189249 | 821235 | 719 WEST STREET, CARTHAGE | 36205 | FORT DRUM | ARACT | 719 West Street | United States | New York | Jefferson | Carthage | 13619 | 1.1 | 1.12
189478 | 821614 | 35 MADISON STREET CARTHAGE | 36205 | FORT DRUM | ARACT | 35 Madison Street | United States | New York | Jefferson | Carthage | 13619 | 1.1 | 1.12
189201 | 821232 | 19394 ROBINSON ROAD CLAYTON | 36205 | FORT DRUM | ARACT | 19394 Robinson Road | United States | New York | Jefferson | Clayton | 13624 | 1.1 | 1.12
189644 | 821670 | 8591 LERAY STREET EVANS MILLS | 36205 | FORT DRUM | ARACT | 8591 LeRay Street | United States | New York | Jefferson | Evans Mille | 13637 | 1.1 | 1.12
5001 | 36205 | FORT DRUM | 36205 | FORT DRUM | ARACT | 10000 10th MTN DIV DR | United States | New York | Jefferson | Fort Drum | 13602 | 1.1 | 1.12
188759 | 820716 | 36870 COUNTY ROUTE 136 THERESA | 36205 | FORT DRUM | ARACT | 36870 County Route 136 | United States | New York | Jefferson | Theresa | 13691 | 1.1 | 1.12
170702 | 36E46 | WATERTOWN RECRUITING STOREFRONT | 360NG | NEW YORK NATIONAL GUARD | ARGUARD |  | United States | New York | Jefferson | Watertown | 13601 | 1.1 | 1.12
188630 | 820830 | 109 NORTH PLEASANT ST. WATERTOWN | 36205 | FORT DRUM | ARACT | 109 North Pleasant Street | United States | New York | Jefferson | Watertown | 13601 | 1.1 | 1.12
189229 | 821229 | 423 S. PLEASANT STREET WATERTOWN | 36205 | FORT DRUM | ARACT | 423 S. Pleasant Street | United States | New York | Jefferson | Watertown | 13601 | 1.1 | 1.12
189243 | 821247 | 601 S. MASSEY STREET WATERTOWN | 36205 | FORT DRUM | ARACT | 601 S. Massey Street | United States | New York | Jefferson | Watertown | 13601 | 1.1 | 1.12
189251 | 821254 | 820 BOYD STREET WATERTOWN | 36205 | FORT DRUM | ARACT | 820 Boyd Street | United States | New York | Jefferson | Watertown | 13601 | 1.1 | 1.12
189252 | 821330 | 820 COOPER STREET WATERTOWN | 36205 | FORT DRUM | ARACT | 820 Cooper Street | United States | New York | Jefferson | Watertown | 13601 | 1.1 | 1.12
189275 | 821368 | 23337 GARDNER DRIVE WATERTOWN | 36205 | FORT DRUM | ARACT | 23337 Gardner Drive | United States | New York | Jefferson | Watertown | 13601 | 1.1 | 1.12
189471 | 821616 | 306 WINSLOW STREET WATERTOWN | 36205 | FORT DRUM | ARACT | 306 Winslow Street | United States | New York | Jefferson | Watertown | 13601 | 1.1 | 1.12
189498 | 821603 | 511 STONE STREET WATERTOWN | 36205 | FORT DRUM | ARACT | 511 Stone Street | United States | New York | Jefferson | Watertown | 13601 | 1.1 | 1.12
190959 | 823413 | 826 WASHINGTON STREET WATERTOWN | 82387 | JOINT RECRUITING PROGRAM | USACE | 826 Washington Street | United States | New York | Jefferson | Watertown | 13601 | 1.1 | 1.12
5873 | 36970 | LESO-LEANO USARC | 42560 | 99TH RRC - PENNSYLVANIA | ARRES | 500 South Massey Street | United States | New York | Jefferson | Watertown | 13601 | 1.1 | 1.12
184724 | 710693 | STATEWAY PLAZA WATERTOWN | 82387 | JOINT RECRUITING PROGRAM | USACE | STATEWAY PLAZA 1222 ARSENAL ST. | United States | New York | Jefferson | Watertown | 13601 | 1.1 | 1.12
185835 | 82387-13348 | WASHINGTON ST WATERTOWN | 82387 | JOINT RECRUITING PROGRAM | USACE | 1402 WASHINGTON STREET | United States | New York | Jefferson | Watertown | 13601 | 1.1 | 1.12
189619 | 821661 | 39 CHAMPION STREET WEST CARTHAGE | 36205 | FORT DRUM | ARACT | 39 Champoin Street | United States | New York | Jefferson | West Carthage | 13619 | 1.1 | 1.12
184065 | 82387-12653 | PITKIN AVE BROOKLYN | 82387 | JOINT RECRUITING PROGRAM | USACE | 1704 PITKIN AVENUE | United States | New York | Kings | New York City | 11203 | 1.31 | 1.42
237 | N69122 | BROOKLYN NY NS CSO | N69122 | BROOKLYN NY NS CSO | NAVACT | 63 Flushing Avenue | United States | New York | Kings | New York City | 11205 | 1.31 | 1.42
6066 | 36A70 | MARCY AVE READINESS CENTER | 360NG | NEW YORK NATIONAL GUARD | ARGUARD | 355 Marcy AVE | United States | New York | Kings | New York City | 11206 | 1.31 | 1.42
170368 | 36643 | BROOKLYN RECRUITING STOREFRONT | 360NG | NEW YORK NATIONAL GUARD | ARGUARD |  | United States | New York | Kings | New York City | 11209 | 1.31 | 1.42
184047 | 82387-11230 | 86TH ST BROOKLYN | 82387 | JOINT RECRUITING PROGRAM | USACE | 419 86TH STREET 2ND FLOOR | United States | New York | Kings | New York City | 11209 | 1.31 | 1.42
184048 | 82387-11221 | 8516 FOURTH STREET BROOKLYN | 82387 | JOINT RECRUITING PROGRAM | USACE | 8516 FOURTH STREET 2ND FLOOR | United States | New York | Kings | New York City | 11209 | 1.31 | 1.42
184039 | 82387-10269 | 1427 FLATBUSH AVE BROOKLYN | 82387 | JOINT RECRUITING PROGRAM | USACE | 1427 FLATBUSH AVE | United States | New York | Kings | New York City | 11210 | 1.31 | 1.42
184072 | 82387-12554 | NOSTRAND AVE BROOKLYN | 82387 | JOINT RECRUITING PROGRAM | USACE | 2174 NOSTRAND AVE GROUND FLOOR | United States | New York | Kings | New York City | 11210 | 1.31 | 1.42
184052 | 82387-13149 | UTICA AVE BROOKLYN 1 | 82387 | JOINT RECRUITING PROGRAM | USACE | 269 UTICA AVENUE 1125 EASTERN PKWY | United States | New York | Kings | New York City | 11213 | 1.31 | 1.42
184067 | 82387-11852 | FLATBUSH AVE BROOKLYN | 82387 | JOINT RECRUITING PROGRAM | USACE | 41 FLATBUSH AVENUE | United States | New York | Kings | New York City | 11217 | 1.31 | 1.42
184055 | 82387-10916 | 4TH AVE BROOKLYN 1 | 82387 | JOINT RECRUITING PROGRAM | USACE | 9807 4TH AVE | United States | New York | Kings | New York City | 11220 | 1.31 | 1.42
185785 | 82387-10915 | 4TH AVE BROOKLYN | 82387 | JOINT RECRUITING PROGRAM | USACE | 9803 4TH AVE | United States | New York | Kings | New York City | 11220 | 1.31 | 1.42
3973 | 36A75 | BEDFORD AVE RC OMS12 | 360NG | NEW YORK NATIONAL GUARD | ARGUARD | 1579 Bedford AVE | United States | New York | Kings | New York City | 11225 | 1.31 | 1.42
184050 | 82387-13148 | UTICA AVE BROOKLYN | 82387 | JOINT RECRUITING PROGRAM | USACE | 203 UTICA AVENUE | United States | New York | Kings | New York City | 11229 | 1.31 | 1.42
112 | M68479-0010 | BROOKLYN NY | M68479 | HDQTRS 4TH MARDIV NEW ORLEANS | MCRES | 1 Aviation Road | United States | New York | Kings | New York City | 11234 | 1.31 | 1.42
184057 | 82387-11853 | FLATBUSH AVE BROOKLYN 2 | 82387 | JOINT RECRUITING PROGRAM | USACE | 1978 FLATBUSH AVENUE | United States | New York | Kings | New York City | 11234 | 1.31 | 1.42
184061 | 82387-10791 | 3800 NOSTRAND AVENUE BROOKLYN | 82387 | JOINT RECRUITING PROGRAM | USACE | 3800 NOSTRAND AVENUE | United States | New York | Kings | New York City | 11235 | 1.31 | 1.42
5009 | 36325 | FORT HAMILTON | 36325 | FORT HAMILTON | ARACT | Intersection of 101st St and Sterling Dr | United States | New York | Kings | New York City | 11252 | 1.31 | 1.42
184056 | 82387-11901 | FT HAMILTON | 82387 | JOINT RECRUITING PROGRAM | USACE | FT HAMILTON-AMEDD BLDG 114- 2ND FLOOR | United States | New York | Kings | New York City | 11252 | 1.31 | 1.42
184064 | 710918 | 116 WHITE AVENUE BROOKLYN | 66155 |  | USACE | 116 White Avenue | United States | New York | Kings | New York City | 11252 | 1.31 | 1.42
190027 | 822304 | 1176 FLATBUSH AVENUE BROOKLYN | 82387 | JOINT RECRUITING PROGRAM | USACE | 1176 Flatbush Avenue | United States | New York | Kings | Unknown | 11226 | 1.31 | 1.42
190001 | 36644 | BROOKLYN (NORTH) RECRUITING STOREFRONT | 360NG | NEW YORK NATIONAL GUARD | ARGUARD |  | United States | New York | Kings | Unknown | 11235 | 1.31 | 1.42
191482 | 823854 | 2027 EMMONS AVENUE BROOKLYN | 82387 | JOINT RECRUITING PROGRAM | USACE | 2027 Emmons Avenue | United States | New York | Kings | Unknown | 11235 | 1.31 | 1.42
5181 | 36B35 | GENESEO RC | 360NG | NEW YORK NATIONAL GUARD | ARGUARD | 34 Avon RD | United States | New York | Livingston | Geneseo | 14454 | 1.12 | 1.14
183505 | 82387-12188 | MAIN ST GENESEO | 82387 | JOINT RECRUITING PROGRAM | USACE | 116 MAIN STREET GROUND FLOOR | United States | New York | Livingston | Geneseo | 14454 | 1.12 | 1.14
3318 | WHXP0001 | STOCKBRIDGE TEST ANNEX SITE # 1 | MXRD | HANSCOM AFB | AFACT | 5251 Burleson Road | United States | New York | Madison | Oneida | 13421 | 1.12 | 1.14
190542 | 822438 | 473 MAIN STREET ONEIDA | 70132 | INDEPENDENT DUTY HOUSING PROGRAM | USACE | 473 Main Street | United States | New York | Madison | Oneida | 13421 | 1.12 | 1.14
184693 | 82387-12708 | RIDGE RD W GREECE | 82387 | JOINT RECRUITING PROGRAM | USACE | 1522-24 RIDGE ROAD WEST | United States | New York | Monroe | Greece | 14615 | 1.12 | 1.14
184692 | 82387-12709 | RIDGE RD W GREECE 1 | 82387 | JOINT RECRUITING PROGRAM | USACE | 1577 RIDGE RD W | United States | New York | Monroe | Greece | 14616 | 1.12 | 1.14
183996 | 82387-13404 | WINTON RD S HENRIETTA | 82387 | JOINT RECRUITING PROGRAM | USACE | 3259 WINTON RD SO THE PLZ@WIN-JEFF LLC | United States | New York | Monroe | Henrietta | 14467 | 1.12 | 1.14
190339 | 821909 | 30 ROUNDTABLE WAY NORTH CHILI | 70132 | INDEPENDENT DUTY HOUSING PROGRAM | USACE | 30 Roundtable Way | United States | New York | Monroe | North Chili | 14514 | 1.12 | 1.14
190349 | 822657 | 35 ARTHURIAN WAY NORTH CHILI | 70132 | INDEPENDENT DUTY HOUSING PROGRAM | USACE | 35 Arthurian Way | United States | New York | Monroe | North Chili | 14514 | 1.12 | 1.14
190835 | 823226 | 5 ARTHURIAN WAY NORTH CHILI | 70132 | INDEPENDENT DUTY HOUSING PROGRAM | USACE | 5 Arthurian Way | United States | New York | Monroe | North Chili | 14514 | 1.12 | 1.14
189085 | 821047 | 31 STONY BROOK DRIVE REXFORD | 70132 | INDEPENDENT DUTY HOUSING PROGRAM | USACE | 31 Stony Brook Drive | United States | New York | Monroe | Rexford | 12148 | 1.12 | 1.14
189044 | 821141 | 183 LIMERICK LANE ROCHESTER | 70132 | INDEPENDENT DUTY HOUSING PROGRAM | USACE | 183 Limerick Lane | United States | New York | Monroe | Rochester | 14606 | 1.12 | 1.14
5595 | 36945 | JAMES W WADSWORTH USARC | 42560 | 99TH RRC - PENNSYLVANIA | ARRES | 2035 North Goodman St North | United States | New York | Monroe | Rochester | 14609 | 1.12 | 1.14
189340 | 821487 | 142 EMPIRE BOULEVARD ROCHESTER | 70132 | INDEPENDENT DUTY HOUSING PROGRAM | USACE | 142 Empire Boulevard | United States | New York | Monroe | Rochester | 14609 | 1.12 | 1.14
187996 | 82387-10015 | 100 STATE STREET ROCHESTER | 82387 | JOINT RECRUITING PROGRAM | USACE | 100 STATE STREET FEDERAL BUILDING | United States | New York | Monroe | Rochester | 14614 | 1.12 | 1.14
6511 | 36490 | NG ROCHESTER CSMS C | 360NG | NEW YORK NATIONAL GUARD | ARGUARD | 1500 E Henrietta | United States | New York | Monroe | Rochester | 14623 | 1.12 | 1.14
1310 | N32446-NR | NAVOPSPTCEN ROCHESTER NY | N32446 | NSY PORTSMOUTH | NAVACT | 439 Paul Road | United States | New York | Monroe | Rochester | 14624 | 1.12 | 1.14
7035 | 36D52 | ROCHESTER RC / AASF 2 | 360NG | NEW YORK NATIONAL GUARD | ARGUARD | 42nd Patriot Way | United States | New York | Monroe | Rochester | 14624 | 1.12 | 1.14
190973 | 36917 | CHILI ARC | 42560 | 99TH RRC - PENNSYLVANIA | ARRES |  | United States | New York | Monroe | Rochester | 14624 | 1.12 | 1.14
191133 | 823635 | 152 SHADMORE DRIVE GREECE | 70132 | INDEPENDENT DUTY HOUSING PROGRAM | USACE | 152 Shadmore Drive Greece | United States | New York | Monroe | Rochester | 14626 | 1.12 | 1.14
6034 | 36976 | MAJ D W HOLLEDER USARC | 42560 | 99TH RRC - PENNSYLVANIA | ARRES | 515 Ridge Road | United States | New York | Monroe | Webster | 14580 | 1.12 | 1.14
190615 | 820990 | 1900 EMPIRE BLVD WEBSTER | 82387 | JOINT RECRUITING PROGRAM | USACE | 1900 Empire Blvd | United States | New York | Monroe | Webster | 14580 | 1.12 | 1.14
204 | N90845 | NWIRP BETHPAGE NY | N90845 | NWIRP BETHPAGE NY | NAVACT | 600 Grumman Road West | United States | New York | Nassau | Bethpage | 11714 | 1.12 | 1.14
632 | N00129-PA | MITCHEL MANOR 2 NY | N00129 | NAVSUBASE NEW LONDON CT | NAVACT | 82 Mitchell Avenue | United States | New York | Nassau | East Meadow | 11554 | 1.12 | 1.14
183443 | 82387-11978 | HEMPSTEAD TPK EAST MEADOW | 82387 | JOINT RECRUITING PROGRAM | USACE | 1900 HEMPSTEAD TPKE STE # 406 | United States | New York | Nassau | East Meadow | 11554 | 1.12 | 1.14
190616 | 800454 | 1975 HEMPSTEAD TPKE EAST MEADOW | 82387 | JOINT RECRUITING PROGRAM | USACE | 1975 Hempstead Bethpage Turnpike | United States | New York | Nassau | East Meadow | 11554 | 1.12 | 1.14
6457 | 36999 | FARMINGDALE AFRC / FMS 14 | 360NG | NEW YORK NATIONAL GUARD | ARGUARD | 25 Bating Place RD | United States | New York | Nassau | Farmingdale | 11735 | 1.12 | 1.14
184945 | 710691 | 256 JERICHO TURNPIKE FLORAL PARK | 82387 | JOINT RECRUITING PROGRAM | USACE | 256 JERICHO TURNPIKE | United States | New York | Nassau | Floral Park | 11003 | 1.12 | 1.14
185245 | 710999 | 53 WEST SUNRISE HWY FREEPORT | 82387 | JOINT RECRUITING PROGRAM | USACE | 53 WEST SUNRISE HWY | United States | New York | Nassau | Freeport | 11520 | 1.12 | 1.14
69 | M67011-0001 | GARDEN CITY NY MAIN BASE | M67011 | MARCORPS DIST 1 GARDEN CITY NY | MCACT | 605 Stewart Avenue | United States | New York | Nassau | Garden City | 11530 | 1.12 | 1.14
188121 | 810238 | 990 STEWART AVENUE GARDEN CITY | 82387 | JOINT RECRUITING PROGRAM | USACE | 990 Stewart Avenue | United States | New York | Nassau | Garden City | 11530 | 1.12 | 1.14
189026 | 821082 | 1325 FRANKLIN AVENUE GARDEN CITY | 82387 | JOINT RECRUITING PROGRAM | USACE | 1325 Franklin Avenue | United States | New York | Nassau | Garden City | 11530 | 1.12 | 1.14
189552 | 710516 | US MARINE CORP DIST GARDEN CITY | 82387 | JOINT RECRUITING PROGRAM | USACE | US MARINE CORP DIST 1ST DISTRICT | United States | New York | Nassau | Garden City | 11530 | 1.12 | 1.14
184187 | 710513 | 279 GLEN STREET GLEN COVE | 82387 | JOINT RECRUITING PROGRAM | USACE | 279 GLEN STREET | United States | New York | Nassau | Glen Cove | 11542 | 1.12 | 1.14
631 | N00129-OA | MITCHEL MANOR 1 NY | N00129 | NAVSUBASE NEW LONDON CT | NAVACT | 82A Mitchell Court | United States | New York | Nassau | Hempstead | 11530 | 1.12 | 1.14
633 | N00129-QA | MITCHEL FIELD NY | N00129 | NAVSUBASE NEW LONDON CT | NAVACT | 55 Charles Lindbergh Boulevard | United States | New York | Nassau | Hempstead | 11530 | 1.12 | 1.14
184376 | 82387-11907 | FULTON AVE HEMPSTEAD | 82387 | JOINT RECRUITING PROGRAM | USACE | 114A FULTON AVENUE | United States | New York | Nassau | Hempstead | 11550 | 1.12 | 1.14
184721 | 711158 | DELCO PLAZA MALL HICKSVILLE | 82387 | JOINT RECRUITING PROGRAM | USACE | DELCO PLAZA MALL 265A South Broadway | United States | New York | Nassau | Hicksville | 11801 | 1.12 | 1.14
184642 | 710692 | 431 SUNRISE HIGHWAY LYNBROOK | 82387 | JOINT RECRUITING PROGRAM | USACE | 431 SUNRISE HIGHWAY | United States | New York | Nassau | Lynbrook | 11563 | 1.12 | 1.14
191808 | N00129-LT | LEVITTOWN, NY EASEMENT | N00129 | NAVSUBASE NEW LONDON CT | NAVACT |  | United States | New York | Nassau | Seaford | 11783 | 1.12 | 1.14
4029 | 36875 | BG THEODORE ROOSEVELT JR USARC | 42560 | 99TH RRC - PENNSYLVANIA | ARRES | 101 Oak Street | United States | New York | Nassau | Uniondale | 11553 | 1.12 | 1.14
5893 | 36C50 | LEXINGTON AVE READINESS CTR | 360NG | NEW YORK NATIONAL GUARD | ARGUARD | 68 Lexington AVE | United States | New York | New York | New York City | 10010 | 1.31 | 1.42
186436 | 82387-11099 | 688 AVENUE/AMERICAS NEW YORK | 82387 | JOINT RECRUITING PROGRAM | USACE | 688 Avenue of the Americas | United States | New York | New York | New York City | 10010 | 1.31 | 1.42
6701 | 36C60 | PARK AVE READINESS CENTER | 360NG | NEW YORK NATIONAL GUARD | ARGUARD | 643 Park AVE | United States | New York | New York | New York City | 10021 | 1.31 | 1.42
189118 | 821153 | 55 WEST 125TH STREET MANHATTAN | 82387 | JOINT RECRUITING PROGRAM | USACE | 55 West 125th Street | United States | New York | New York | New York City | 10027 | 1.31 | 1.42
184037 | 82387-13169 | W 125TH ST MANHATTAN | 82387 | JOINT RECRUITING PROGRAM | USACE | 76 WEST 125TH ST GROUND FLOOR | United States | New York | New York | New York City | 10027 | 1.31 | 1.42
184044 | 82387-10872 | 43RD ST & BROADWAY MANHATTAN | 82387 | JOINT RECRUITING PROGRAM | USACE | 43RD ST & BDWAY TIMES SQUARE | United States | New York | New York | New York City | 10036 | 1.31 | 1.42
4938 | 36C70 | FIFTH AVE READINESS CENTER | 360NG | NEW YORK NATIONAL GUARD | ARGUARD | 2366 5th AVE | United States | New York | New York | New York City | 10037 | 1.31 | 1.42
184073 | 82387-10887 | 45 BAY STREET STATEN ISLAND | 82387 | JOINT RECRUITING PROGRAM | USACE | 45 BAY STREET | United States | New York | New York | New York City | 10301 | 1.31 | 1.42
190391 | 822289 | 55 FIFTH AVENUE NEW YORK | 82387 | JOINT RECRUITING PROGRAM | USACE | 55 Fifth Avenue | United States | New York | New York | Unknown | 10003 | 1.31 | 1.42
190782 | 822112 | 153 CENTRE STREET NEW YORK | 82387 | JOINT RECRUITING PROGRAM | USACE | 153 Centre Street | United States | New York | New York | Unknown | 10013 | 1.31 | 1.42
190579 | 822606 | 110 EAST 42ND STREET NEW YORK | 82387 | JOINT RECRUITING PROGRAM | USACE | 110 East 42nd Street | United States | New York | New York | Unknown | 10017 | 1.31 | 1.42
4879 | 36795 | ERNIE PYLE USARC/AMSA #12 | 42560 | 99TH RRC - PENNSYLVANIA | ARRES |  | United States | New York | New York | Unknown | 11359 | 1.31 | 1.42
5934 | 36C10 | LOCKPORT READINESS CENTER | 360NG | NEW YORK NATIONAL GUARD | ARGUARD | 158 Willow ST | United States | New York | Niagara | Lockport | 14094 | 1.13 | 1.16
189533 | 82387-12148 | LOCKVIEW PLZ LOCKPORT | 82387 | JOINT RECRUITING PROGRAM | USACE | LOCKVIEW PLAZA 1-1A 21-41 MAIN STREET | United States | New York | Niagara | Lockport | 14094 | 1.13 | 1.16
3074 | RVKQ0001 | NIAGARA FALLS SITE # 1 | RVKQ | NIAGARA FALLS | AFRES | 2720 Kirkbridge Drive | United States | New York | Niagara | Niagara Falls | 14304 | 1.13 | 1.16
6544 | 36555 | NIAGARA FALLS AFRC | 42560 | 99TH RRC - PENNSYLVANIA | ARRES | 9400 Porter Road | United States | New York | Niagara | Niagara Falls | 14304 | 1.13 | 1.16
183892 | 82387-12279 | MILITARY RD NIAGRA FALLS | 82387 | JOINT RECRUITING PROGRAM | USACE | 2480/2490MILITARY RD | United States | New York | Niagara | Niagara Falls | 14304 | 1.13 | 1.16
183893 | 710292 | 2024 ENT AVENUE NIAGARA FALLS | 66155 |  | USACE | 2024 Ent Avenue | United States | New York | Niagara | Niagara Falls | 14304 | 1.13 | 1.16
6540 | 36998 | NG YOUNGSTOWN TNG SITE | 360NG | NEW YORK NATIONAL GUARD | ARGUARD | Balmer RD | United States | New York | Niagara | Ransomville | 14131 | 1.13 | 1.16
188062 | 810154 | 66-68 FRESH POND ROAD RIDGEWOOD | 82387 | JOINT RECRUITING PROGRAM | USACE | 66-68 Fresh Pond Road | United States | New York | Niagara | Ridgewood | 11385 | 1.13 | 1.16
4844 | 36965 | ELIHU ROOT USARC | 42560 | 99TH RRC - PENNSYLVANIA | ARRES | 95 Burrstone Road | United States | New York | Oneida | New York Mills | 13417 | 1.1 | 1.13
191344 | 823913 | 4848 COMMERCIAL DRIVE NEW YORK MILLS | 82387 | JOINT RECRUITING PROGRAM | USACE | 4848 Commercial Drive | United States | New York | Oneida | New York Mills | 13417 | 1.1 | 1.13
3373 | XQYA0001 | UTICA RADAR SITE SITE # 1 | MXRD | HANSCOM AFB | AFACT | 10036 Tower Road | United States | New York | Oneida | Remsen | 13438 | 1.1 | 1.13
184448 | 82387-12296 | MOHAWK ACRES ROME | 82387 | JOINT RECRUITING PROGRAM | USACE | MOHAWK ACRES #22 BLACK RIVER BLVD | United States | New York | Oneida | Rome | 13440 | 1.1 | 1.13
2074 | GRCL0001 | NEADS UNIT, ROME, NY SITE # 1 | HAAW | HANCOCK FIELD | AFGUARD | 387 East Hangar Road | United States | New York | Oneida | Rome | 13441 | 1.1 | 1.13
2320 | JREZ0001 | GRIFFISS AFB | MXRD | HANSCOM AFB | AFACT |  | United States | New York | Oneida | Rome | 13441 | 1.1 | 1.13
4964 | 36871 | FLOYD WET SITE | 42560 | 99TH RRC - PENNSYLVANIA | ARRES | Griffiss Air Force Base | United States | New York | Oneida | Rome | 13441 | 1.1 | 1.13
3220 | ULDF0001 | ROME LABORATORY SITE # 1 | MXRD | HANSCOM AFB | AFACT | 26 Electronic Parkway | United States | New York | Oneida | Unknown | 13449 | 1.1 | 1.13
7685 | 36E35 | UTICA RC / FMS 6 | 360NG | NEW YORK NATIONAL GUARD | ARGUARD | 1256 Albany ST STE 1 | United States | New York | Oneida | Utica | 13501 | 1.1 | 1.13
191723 | 824295 | 904 SHERMAN DRIVE UTICA | 70132 | INDEPENDENT DUTY HOUSING PROGRAM | USACE | 904 Sherman Drive | United States | New York | Oneida | Utica | 13501 | 1.1 | 1.13
3387 | XWUQ0001 | VERONA TEST ANNEX SITE # 1 | MXRD | HANSCOM AFB | AFACT | 5887 Germany Road | United States | New York | Oneida | Vernon | 13479 | 1.1 | 1.13
3386 | XWUM0001 | VERONA DEFENSE FUEL SUPPORT POINT SITE # 1 | MXRD | HANSCOM AFB | AFACT | 5449 West Street | United States | New York | Oneida | Verona | 13478 | 1.1 | 1.13
188270 | 820224 | 213 GOLFCREST CIRCLE BALDWINSVILLE | 70132 | INDEPENDENT DUTY HOUSING PROGRAM | USACE | 213 Golfcrest Circle | United States | New York | Onondaga | Baldwinsville | 13027 | 1.12 | 1.14
190084 | 822313 | 5363 BRANDYBUCK ROAD BREWERTON | 70132 | INDEPENDENT DUTY HOUSING PROGRAM | USACE | 5363 Brandybuck Road | United States | New York | Onondaga | Brewerton | 13029 | 1.12 | 1.14
191135 | 823706 | 161 NORTH WAY CAMILLUS | 70132 | INDEPENDENT DUTY HOUSING PROGRAM | USACE | 161 North Way | United States | New York | Onondaga | Camillus | 13031 | 1.12 | 1.14
190153 | 36647 | CICERO RECRUITING STOREFRONT | 360NG | NEW YORK NATIONAL GUARD | ARGUARD |  | United States | New York | Onondaga | Cicero | 13039 | 1.12 | 1.14
191651 | 824200 | 5701 EAST CIRCLE DRIVE CICERO | 82387 | JOINT RECRUITING PROGRAM | USACE | 5701 East Circle Drive | United States | New York | Onondaga | Cicero | 13039 | 1.12 | 1.14
189981 | 822135 | 5549 BINGLEY LANE CLAY | 70132 | INDEPENDENT DUTY HOUSING PROGRAM | USACE | 5549 Bingley Lane | United States | New York | Onondaga | Clay | 13041 | 1.12 | 1.14
190548 | 820969 | 5422 QUAMBY ROAD CLAY | 70132 | INDEPENDENT DUTY HOUSING PROGRAM | USACE | 5422 Quamby Road | United States | New York | Onondaga | Clay | 13041 | 1.12 | 1.14
190679 | 822872 | 5307 BARCALDINE DRIVE CLAY | 70132 | INDEPENDENT DUTY HOUSING PROGRAM | USACE | 5307 Barcaldine Drive | United States | New York | Onondaga | Clay | 13041 | 1.12 | 1.14
190669 | 822474 | 491 SUMMERHAVEN DRIVE NORTH EAST SYRACUSE | 70132 | INDEPENDENT DUTY HOUSING PROGRAM | USACE | 491 Summerhaven Drive North | United States | New York | Onondaga | East Syracuse | 13057 | 1.12 | 1.14
190090 | 822290 | 5840 QUARTERMOON DRIVE JAMESVILLE | 70132 | INDEPENDENT DUTY HOUSING PROGRAM | USACE | 5840 Quartermoon Drive | United States | New York | Onondaga | Jamesville | 13078 | 1.12 | 1.14
3662 | 36955 | 1LT JAMES MCCONNELL USARC | 42560 | 99TH RRC - PENNSYLVANIA | ARRES | 420 ELECTRONICS PARKWAY | United States | New York | Onondaga | Liverpool | 13088 | 1.12 | 1.14
190078 | 822252 | 4771 SUMMERHURST DRIVE LIVERPOOL | 70132 | INDEPENDENT DUTY HOUSING PROGRAM | USACE | 4771 Summerhurst Drive | United States | New York | Onondaga | Liverpool | 13088 | 1.12 | 1.14
190535 | 822549 | 4109 NUTCRACKER TRAIL LIVERPOOL | 70132 | INDEPENDENT DUTY HOUSING PROGRAM | USACE | 4109 Nutcracker Trail | United States | New York | Onondaga | Liverpool | 13090 | 1.12 | 1.14
190568 | 822422 | 8411 SUTCLIFFE DRIVE LIVERPOOL | 70132 | INDEPENDENT DUTY HOUSING PROGRAM | USACE | 8411 Sutcliffe Drive | United States | New York | Onondaga | Liverpool | 13090 | 1.12 | 1.14
191419 | 823954 | 3479 WATERVALE ROAD MANLIUS | 70132 | INDEPENDENT DUTY HOUSING PROGRAM | USACE | 3479 Watervale Road | United States | New York | Onondaga | Manlius | 13104 | 1.12 | 1.14
183502 | 82387-12543 | NORTHERN LIGHTS PLZ N SYRACUSE | 82387 | JOINT RECRUITING PROGRAM | USACE | 375 NTHRN LIGHTS PLZ | United States | New York | Onondaga | North Syracuse | 13212 | 1.12 | 1.14
183819 | 82387-12421 | N MAIN ST N SYRACUSE | 82387 | JOINT RECRUITING PROGRAM | USACE | 401 NO. MAIN STREET | United States | New York | Onondaga | North Syracuse | 13212 | 1.12 | 1.14
182718 | 82387-11517 | CLINTON ST SYRACUSE | 82387 | JOINT RECRUITING PROGRAM | USACE | 2 CLINTON STREET ATRUIM STE 110 | United States | New York | Onondaga | Syracuse | 13202 | 1.12 | 1.14
182719 | 82387-10430 | 2 CLINTON SQUARE SYRACUSE | 82387 | JOINT RECRUITING PROGRAM | USACE | 2 CLINTON SQUARE ATRUIM BLDG | United States | New York | Onondaga | Syracuse | 13202 | 1.12 | 1.14
186895 | 82387-10757 | 344 W. GENESSE ST SYRACUSE | 82387 | JOINT RECRUITING PROGRAM | USACE | 344 W. GENESSE ST | United States | New York | Onondaga | Syracuse | 13202 | 1.12 | 1.14
182714 | 82387-11820 | ERIE BLVD W SYRACUSE | 82387 | JOINT RECRUITING PROGRAM | USACE | 620 ERIE BLVD WEST | United States | New York | Onondaga | Syracuse | 13204 | 1.12 | 1.14
182720 | 82387-10869 | 432 NORTH FRANKLIN SYRACUSE | 82387 | JOINT RECRUITING PROGRAM | USACE | 432 NORTH FRANKLIN FOUNDRY STE 30 | United States | New York | Onondaga | Syracuse | 13204 | 1.12 | 1.14
105 | M68479-0002 | SYRACUSE MCRC | M68479 | HDQTRS 4TH MARDIV NEW ORLEANS | MCRES | 1099 East Molloy Road | United States | New York | Onondaga | Syracuse | 13211 | 1.12 | 1.14
1313 | N32446-NS | NAVOPSPTCEN SYRACUSE NY | N32446 | NSY PORTSMOUTH | NAVACT | 5803 East Molloy Road | United States | New York | Onondaga | Syracuse | 13211 | 1.12 | 1.14
2090 | HAAW0001 | HANCOCK FIELD SITE # 1 | HAAW | HANCOCK FIELD | AFGUARD | 6001 Molloy Road | United States | New York | Onondaga | Syracuse | 13211 | 1.12 | 1.14
7908 | 36956 | WILLIAM H SEWARD AFRC | 42560 | 99TH RRC - PENNSYLVANIA | ARRES | 1099 East Molloy Road | United States | New York | Onondaga | Syracuse | 13211 | 1.12 | 1.14
190198 | HAAW0002 | TRACT 11 SITE #2 | HAAW | HANSCOM AFB | AFACT |  | United States | New York | Onondaga | Syracuse | 13211 | 1.12 | 1.14
182717 | 710947 | 6001 EAST MOLLOY RD SYRACUSE | 66155 |  | USACE | 6001 East Molloy Rd | United States | New York | Onondaga | Syracuse | 13211 | 1.12 | 1.14
182715 | 82387-11819 | 2949 ERIE BOULEVARD EAST SYRACUSE | 82387 | JOINT RECRUITING PROGRAM | USACE | 2949 ERIE BLVD EAST STE A101 | United States | New York | Onondaga | Syracuse | 13224 | 1.12 | 1.14
5863 | 36850 | LEMMA-WHYMAN USARC | 42560 | 99TH RRC - PENNSYLVANIA | ARRES | 145 Charlotte Street | United States | New York | Ontario | Canandaigua | 14424 | 1.12 | 1.14
184096 | 82387-12100 | LAFAYETTE AVE CANANDAIGUA | 82387 | JOINT RECRUITING PROGRAM | USACE | 55 LAFAYETTE AVENUE | United States | New York | Ontario | Canandaigua | 14424 | 1.12 | 1.14
5182 | 36B40 | GENEVA READINESS CENTER | 360NG | NEW YORK NATIONAL GUARD | ARGUARD | 300 Main ST | United States | New York | Ontario | Geneva | 14456 | 1.12 | 1.14
188068 | 810148 | 795 CANANDAIGUA ROAD GENEVA | 82387 | JOINT RECRUITING PROGRAM | USACE | 795 Canandaigua Road | United States | New York | Ontario | Geneva | 14456 | 1.12 | 1.14
183506 | 82387-11469 | CASTLE ST GENEVA | 82387 | JOINT RECRUITING PROGRAM | USACE | 146 CASTLE STREET | United States | New York | Ontario | Geneva | 14456 | 1.12 | 1.14
7363 | 36225 | SSG FREDERICK J. ILL JR. USARC | 42560 | 99TH RRC - PENNSYLVANIA | ARRES |  | United States | New York | Orange | Bullville | 10915 | 1.12 | 1.14
191246 | 36636 | NEW SOUTH POST | 36993 | WEST POINT MILITARY RESERVATION | ARACT | 2107 New South Post Road | United States | New York | Orange | Highland Falls | 10928 | 1.2 | 1.26
189525 | 82387-11751 | E RTE 211 MIDDLETOWN | 82387 | JOINT RECRUITING PROGRAM | USACE | 453 E RTE 211 | United States | New York | Orange | Middletown | 10940 | 1.2 | 1.26
190002 | 36645 | MIDDLETOWN RECRUITING STOREFRONT | 360NG | NEW YORK NATIONAL GUARD | ARGUARD |  | United States | New York | Orange | Middletown | 10940 | 1.2 | 1.26
7431 | 36100 | STEWART NEWBURGH USARC | 42560 | 99TH RRC - PENNSYLVANIA | ARRES | 930 Raz Avenue (Bldg 2008, Stewart Sub Post) | United States | New York | Orange | New Windsor | 12553 | 1.2 | 1.26
9456 | M67021-0007 | PPV HOUSING | M67021 | HDQTRS 4TH MAW NEW ORLEANS LA | MCRES | 1104 Clark Street | United States | New York | Orange | New Windsor | 12553 | 1.2 | 1.26
186696 | 801071 | TEMPLE HILL ROAD NEW WINDSOR41.455268 | 82387 | JOINT RECRUITING PROGRAM | USACE | Temple Hill Road | United States | New York | Orange | New Windsor | 12553 | 1.2 | 1.26
188006 | 810152 | 140 EXECUTIVE DRIVE NEW WINDSOR | 82387 | JOINT RECRUITING PROGRAM | USACE | 140 Executive Drive | United States | New York | Orange | New Windsor | 12553 | 1.2 | 1.26
189544 | 82387-12678 | PROFESSIONAL BLDG NEWBURGH | 82387 | JOINT RECRUITING PROGRAM | USACE | 300 PROFESSIONAL BLD STE 124, 1662RTE 300 | United States | New York | Orange | Newburgh | 12550 | 1.2 | 1.26
191362 | M67861-0009 | STEWART, NY | M67861 | MCRS WILMINGTON | MCRES |  | United States | New York | Orange | Newburgh | 12553 | 1.2 | 1.26
3317 | WHAY0001 | STEWART IAP SITE # 1 | WHAY | STEWART IAP | AFGUARD | 1 Maguire Avenue | United States | New York | Orange | Unknown | 979170 | 1.2 | 1.26
3622 | 36777 | STEWART ANNEX | 36993 | WEST POINT MILITARY RESERVATION | ARACT | 600 Thayer Rd | United States | New York | Orange | West Point | 10996 | 1.2 | 1.26
7859 | 36993 | WEST POINT MIL RESERVATION | 36993 | WEST POINT MILITARY RESERVATION | ARACT | 600 Thayer Rd | United States | New York | Orange | West Point | 10996 | 1.2 | 1.26
5129 | 36920 | FT ONTARIO USARC | 42560 | 99TH RRC - PENNSYLVANIA | ARRES | 60 East Ninth Street | United States | New York | Oswego | Oswego | 13126 | 1.12 | 1.14
189465 | 82387-10504 | 219 WEST FIRST ST OSWEGO | 82387 | JOINT RECRUITING PROGRAM | USACE | 219 West First Street | United States | New York | Oswego | Oswego | 13126 | 1.12 | 1.14
184188 | 82387-10017 | 100-102 MAIN STREET ONEONTA | 82387 | JOINT RECRUITING PROGRAM | USACE | 100-102 MAIN STREET | United States | New York | Otsego | Oneonta | 13820 | 1.12 | 1.14
190379 | 822423 | 49 UNION STREET ONEONTA | 70132 | INDEPENDENT DUTY HOUSING PROGRAM | USACE | 49 Union Street | United States | New York | Otsego | Oneonta | 13820 | 1.12 | 1.14
190825 | 823180 | 24 WEST END AVENUE ONEONTA | 70132 | INDEPENDENT DUTY HOUSING PROGRAM | USACE | 24 West End Avenue | United States | New York | Otsego | Oneonta | 13820 | 1.12 | 1.14
191428 | 823979 | 7 WELTON AVENUE SCHENEVUS | 70132 | INDEPENDENT DUTY HOUSING PROGRAM | USACE | 7 Welton Avenue | United States | New York | Otsego | Schenevus | 12155 | 1.12 | 1.14
191681 | 824313 | 167 FOREST LANE WEST END | 70132 | INDEPENDENT DUTY HOUSING PROGRAM | USACE |  | United States | New York | Otsego | West End | 13820 | 1.12 | 1.14
190711 | 820957 | 850 ROUTE 22 BREWSTER | 82387 | JOINT RECRUITING PROGRAM | USACE | 850 Route 22 | United States | New York | Putnam | Brewster | 10509 | 1.12 | 1.14
183810 | 82387-11904 | FT TOTTEN RESERVE CTR FORT TOTTEN | 82387 | JOINT RECRUITING PROGRAM | USACE | USA RESERVCE CENTER BLDG 00200,RM 231 | United States | New York | Queens | Fort Totten | 11359 | 1.31 | 1.42
184049 | 82387-11412 | BRIDGE PLZ N LONG ISLAND CITY | 82387 | JOINT RECRUITING PROGRAM | USACE | 25-05/25-09 BRIDGE PLAZA NORTH 1ST FLOOR | United States | New York | Queens | New York City | 11101 | 1.31 | 1.42
188675 | 820618 | 136 20 38TH AVE AKA 38 21 MAIN STREET FLUSHING | 82387 | JOINT RECRUITING PROGRAM | USACE | 136 20 38th Ave | United States | New York | Queens | New York City | 11354 | 1.31 | 1.42
7884 | 36E55 | WHITESTONE READINESS CENTER | 360NG | NEW YORK NATIONAL GUARD | ARGUARD |  | United States | New York | Queens | New York City | 11357 | 1.31 | 1.42
184054 | 82387-12687 | QUEENS BLVD ELMHURST | 82387 | JOINT RECRUITING PROGRAM | USACE | 91-31 QUEENS BLVD GROUND FLOOR | United States | New York | Queens | New York City | 11373 | 1.31 | 1.42
184060 | 82387-12126 | LEFFERTS BLVD S RICHMOND HILL | 82387 | JOINT RECRUITING PROGRAM | USACE | 103-43 LEFFERTS BLVD 2ND FLOOR | United States | New York | Queens | New York City | 11419 | 1.31 | 1.42
3680 | 36940 | 2LT THOMAS J.MCDONALD USARC | 42560 | 99TH RRC - PENNSYLVANIA | ARRES |  | United States | New York | Queens | New York City | 11432 | 1.31 | 1.42
184041 | 82387-12064 | JAMAICA AVE JAMAICA | 82387 | JOINT RECRUITING PROGRAM | USACE | 164-14A JAMAICA AVE 2ND FLOOR | United States | New York | Queens | New York City | 11432 | 1.31 | 1.42
5591 | 36B90 | JAMAICA RC / FMS 9 | 360NG | NEW YORK NATIONAL GUARD | ARGUARD |  | United States | New York | Queens | New York City | 11433 | 1.31 | 1.42
170703 | 36D42 | QUEENS READINESS CENTER | 360NG | NEW YORK NATIONAL GUARD | ARGUARD |  | United States | New York | Queens | New York City | 11433 | 1.31 | 1.42
5056 | 36780 | FORT TILDEN USAR | 42560 | 99TH RRC - PENNSYLVANIA | ARRES | 415 State Rd & Breezy Point Blvd | United States | New York | Queens | New York City | 11695 | 1.31 | 1.42
190784 | 820615 | 36-40 MAIN STREET FLUSHING | 82387 | JOINT RECRUITING PROGRAM | USACE | 36-40 Main Street Flushing | United States | New York | Queens | Unknown | 11354 | 1.31 | 1.42
190790 | 821519 | 82-13 37TH AVE JACKSON HEIGHTS | 82387 | JOINT RECRUITING PROGRAM | USACE | 82-13 37th Ave Jackson Heights | United States | New York | Queens | Unknown | 11373 | 1.31 | 1.42
190791 | 821805 | 90-15 QUEENS BLVD ELMHURST | 82387 | JOINT RECRUITING PROGRAM | USACE | 90-15 Queens Blvd Elmhurst | United States | New York | Queens | Unknown | 11373 | 1.31 | 1.42
191358 | 703349 | 89-35 162ND STREET JAMAICA | 82387 | JOINT RECRUITING PROGRAM | USACE | 89-35 162nd Street Jamaica | United States | New York | Queens | Unknown | 11432 | 1.31 | 1.42
189973 | 822171 | 37 SUNSET ROAD AVERILL PARK | 70132 | INDEPENDENT DUTY HOUSING PROGRAM | USACE | 37 Sunset Road | United States | New York | Rensselaer | Averill Park | 12018 | 1.14 | 1.16
190396 | 822432 | 59 DRUMLOUGH ROAD AVERILL PARK | 70132 | INDEPENDENT DUTY HOUSING PROGRAM | USACE | 59 Drumlough Road | United States | New York | Rensselaer | Averill Park | 12018 | 1.14 | 1.16
191738 | 824352 | 120 HORIZON VIEW DRIVE EAST GREENBUSH | 70132 | INDEPENDENT DUTY HOUSING PROGRAM | USACE | 120 Horizon View | United States | New York | Rensselaer | East Greenbush | 12061 | 1.14 | 1.16
7594 | 36E30 | TROY GLENMORE ROAD RC OMS 17 | 360NG | NEW YORK NATIONAL GUARD | ARGUARD | 99 S Lake AVE | United States | New York | Rensselaer | Troy | 12180 | 1.14 | 1.16
7596 | 36E31 | TROY SOUTH LAKE READINESS CTR | 360NG | NEW YORK NATIONAL GUARD | ARGUARD | 2205 N Central | United States | New York | Rensselaer | Troy | 12180 | 1.14 | 1.16
7806 | 36990 | WATERVLIET ARSENAL | 36990 | WATERVLIET ARSENAL | ARACT | NE of the Intersection of 8th St and Rt 32 | United States | New York | Rensselaer | Troy | 12181 | 1.14 | 1.16
7417 | 36842 | STATEN ISLAND USARC | 42560 | 99TH RRC - PENNSYLVANIA | ARRES | 356 Battery Road | United States | New York | Richmond | New York City | 10305 | 1.31 | 1.42
7416 | 36E00 | STATEN ISLAND RC / CSMS B | 360NG | NEW YORK NATIONAL GUARD | ARGUARD |  | United States | New York | Richmond | New York City | 10314 | 1.31 | 1.42
184062 | 710515 | 3229/3231 RICHMOND A STATEN ISLAND | 82387 | JOINT RECRUITING PROGRAM | USACE | 3229/3231 Richmond Avenue | United States | New York | Richmond | New York City | 10314 | 1.31 | 1.42
190074 | 822276 | 43 EAST ROUTE 59 NANUET | 82387 | JOINT RECRUITING PROGRAM | USACE | 43 East Route 59 | United States | New York | Rockland | Nanuet | 10954 | 1.12 | 1.14
6646 | 36D10 | ORANGEBURG READINESS CENTER | 360NG | NEW YORK NATIONAL GUARD | ARGUARD | 84 Old Orangeburg RD | United States | New York | Rockland | Orangeburg | 10962 | 1.12 | 1.14
6647 | 36575 | ORANGEBURG USARC | 42560 | 99TH RRC - PENNSYLVANIA | ARRES | 123 Route 303 | United States | New York | Rockland | Orangeburg | 10962 | 1.12 | 1.14
7504 | 36958 | TAPPAN USARC | 42560 | 99TH RRC - PENNSYLVANIA | ARRES |  | United States | New York | Rockland | Tappan | 10983 | 1.12 | 1.14
172 | N61011 | NAVSUPPU SARATOGA SPRINGS NY | N61011 | NAVSUPPU SARATOGA SPRINGS NY | NAVACT | 19 J F King Drive | United States | New York | Saratoga | Saratoga Spgs | 12866 | 1.12 | 1.14
818 | N61011-CA | HOUSING BALLSTON SPA | N61011 | NAVSUPPU SARATOGA SPRINGS NY | NAVACT | 26 Quiet Harbor Drive | United States | New York | Saratoga | Saratoga Spgs | 12866 | 1.12 | 1.14
7179 | 36D85 | SARATOGA SPRINGS MUSEUM | 360NG | NEW YORK NATIONAL GUARD | ARGUARD | 61 Lake AVE | United States | New York | Saratoga | Saratoga Spgs | 12866 | 1.12 | 1.14
189558 | 82387-13398 | WILTON SQUARE SARATOGA SPRINGS | 82387 | JOINT RECRUITING PROGRAM | USACE | 3065 Route 50 | United States | New York | Saratoga | Saratoga Spgs | 12866 | 1.12 | 1.14
189565 | N61011-MC | MEDICAL CLINIC | N61011 | NAVSUPPU SARATOGA SPRINGS NY | NAVACT |  | United States | New York | Saratoga | Saratoga Spgs | 12866 | 1.12 | 1.14
170802 | N61011-OR | OUTDOOR RECREATION CTR | N61011 | NAVSUPPU SARATOGA SPRINGS NY | NAVACT |  | United States | New York | Saratoga | West Milton | 12020 | 1.12 | 1.14
170008 | N32446-NY | NAVOPSPTCEN SCHENECTADY | N32446 | NSY PORTSMOUTH | NAVACT | 251 Rudy Chase Drive | United States | New York | Schenectady | Schenectady | 12302 | 1.12 | 1.14
191892 | 824440 | 77 VALLEYWOOD DRIVE SCHENECTADY | 70132 | INDEPENDENT DUTY HOUSING PROGRAM | USACE | 77 Valleywood Drive | United States | New York | Schenectady | Schenectady | 12302 | 1.12 | 1.14
7186 | 36D90 | SCHENECTADY READINESS CENTER | 360NG | NEW YORK NATIONAL GUARD | ARGUARD | 125 Washington AVE | United States | New York | Schenectady | Schenectady | 12305 | 1.12 | 1.14
190802 | 823249 | 133 WALL ST SCHENECTADY | 82387 | JOINT RECRUITING PROGRAM | USACE | 133 Wall Street | United States | New York | Schenectady | Schenectady | 12305 | 1.12 | 1.14
7077 | 36951 | ROTTERDAM USARC | 42560 | 99TH RRC - PENNSYLVANIA | ARRES | 101 Remsen St | United States | New York | Schenectady | Schenectady | 12306 | 1.12 | 1.14
7240 | 36950 | SGT HORACE D BRADT USARC | 42560 | 99TH RRC - PENNSYLVANIA | ARRES | 1201 Hillside Avenue | United States | New York | Schenectady | Schenectady | 12309 | 1.12 | 1.14
3252 | VBDZ0001 | SCHENECTADY ANG MAP SITE # 1 | VBDZ | SCHENECTADY ANG MAP | AFGUARD | AIR NATIONAL GUARD ROAD | United States | New York | Schenectady | Scotia | 12302 | 1.12 | 1.14
170803 | N61011-NS | NAVY EXCHANGE SCOTIA | N61011 | NAVSUPPU SARATOGA SPRINGS NY | NAVACT |  | United States | New York | Schenectady | Scotia | 12302 | 1.12 | 1.14
182382 | 82387-11575 | CROSSROADS BARN COBLESKILL | 82387 | JOINT RECRUITING PROGRAM | USACE | CROSSROADS BARN RD 1, 106 M | United States | New York | Schoharie | Cobleskill | 12043 | 1.12 | 1.14
7223 | 36760 | SENECA ARMY DEPOT ACTIVITY | 36760 | SENECA ARMY DEPOT ACTIVITY | ARACT | Rt 135 and Cherry Hill Rd | United States | New York | Seneca | Romulus | 14541 | 1.12 | 1.14
4310 | 36855 | CANTON USARC | 42560 | 99TH RRC - PENNSYLVANIA | ARRES | 45 West Main Street | United States | New York | St. Lawrence | Canton | 13617 | 1.12 | 1.14
182706 | 82387-11720 | E MAIN ST GOUVERNEUR | 82387 | JOINT RECRUITING PROGRAM | USACE | 139 EAST MAIN STREET | United States | New York | St. Lawrence | Gouverneur | 13642 | 1.1 | 1.12
6605 | 36C85 | OGDENSBURG READINESS CENTER | 360NG | NEW YORK NATIONAL GUARD | ARGUARD | 225 Elizabeth ST | United States | New York | St. Lawrence | Ogdensburg | 13669 | 1.12 | 1.14
183999 | 82387-12234 | MARKET ST POTSDAM | 82387 | JOINT RECRUITING PROGRAM | USACE | 63 MARKET STREET AUBUCHON MINI MALL | United States | New York | St. Lawrence | Potsdam | 13676 | 1.12 | 1.14
183905 | 82387-10199 | 13 LIBERTY STREET BATH | 82387 | JOINT RECRUITING PROGRAM | USACE | 13 LIBERTY STREET | United States | New York | Steuben | Bath | 14810 | 1.12 | 1.14
5486 | 36B70 | HORNELL READINESS CENTER | 360NG | NEW YORK NATIONAL GUARD | ARGUARD | 100 SEneca ST | United States | New York | Steuben | Hornell | 14843 | 1.12 | 1.14
184894 | 82387-13006 | ST ROUTE 36 HORNELL | 82387 | JOINT RECRUITING PROGRAM | USACE | 972 SR 36 | United States | New York | Steuben | Hornell | 14843 | 1.12 | 1.14
3781 | 36610 | AMITYVILLE AFRC | 42560 | 99TH RRC - PENNSYLVANIA | ARRES |  | United States | New York | Suffolk | Amityville | 11701 | 1.12 | 1.14
188075 | 810153 | 93 EAST MAIN STREET BAY SHORE | 82387 | JOINT RECRUITING PROGRAM | USACE | 93 East Main Street | United States | New York | Suffolk | Bay Shore | 11706 | 1.12 | 1.14
206 | N96095 | NWIRP CALVERTON NY | N96095 | NWIRP CALVERTON NY | NAVACT | 4062 Grumman Boulevard | United States | New York | Suffolk | Calverton | 11933 | 1.12 | 1.14
1264 | N32411-FI | NUWC FISHERS ISLAND NY | N32411 | NAVAL STATION NEWPORT RI | NAVACT | 69 Oriental Avenue | United States | New York | Suffolk | Fishers Island | 06390 | 1.12 | 1.14
182713 | 710514 | BROADWAY COMMONS/247 BROADWAY GREENLAWN | 82387 | JOINT RECRUITING PROGRAM | USACE | BROADWAY COMMONS/247 BROADWAY 247 BROADWAY | United States | New York | Suffolk | Greenlawn | 11740 | 1.12 | 1.14
184893 | 82387-10849 | 4175 VETERANS MEMORIAL HIGHWAY HOLBROOK | 82387 | JOINT RECRUITING PROGRAM | USACE | 4175 VETERANS MEMORIAL HIGHWAY SUITE 208 | United States | New York | Suffolk | Holbrook | 11741 | 1.12 | 1.14
182819 | 82387-12515 | NEW YORK AVE HUNTINGTON STA | 82387 | JOINT RECRUITING PROGRAM | USACE | 1598 NEW YORK AVENUE | United States | New York | Suffolk | Huntington Station | 11746 | 1.12 | 1.14
183508 | 82387-12885 | S WELLWOOD AVE LINDENHURST | 82387 | JOINT RECRUITING PROGRAM | USACE | 195 SOUTH WELLWOOD AVENUE GROUDN FLOOR | United States | New York | Suffolk | Lindenhurst | 11757 | 1.12 | 1.14
190003 | 36646 | PATCHOGUE RECRUITING STOREFRONT | 360NG | NEW YORK NATIONAL GUARD | ARGUARD |  | United States | New York | Suffolk | Patchogue | 11772 | 1.12 | 1.14
183393 | 82387-11726 | E MAIN ST PATCHOGUE | 82387 | JOINT RECRUITING PROGRAM | USACE | 116 EAST MAIN STREET | United States | New York | Suffolk | Patchogue | 11772 | 1.12 | 1.14
183394 | 82387-13354 | WAVERLY AVE PATCHOGUE | 82387 | JOINT RECRUITING PROGRAM | USACE | 450 WAVERLY AVENUE SUITE 10 | United States | New York | Suffolk | Patchogue | 11772 | 1.12 | 1.14
184001 | 82387-11727 | E MAIN ST RIVERHEAD | 82387 | JOINT RECRUITING PROGRAM | USACE | 322 EAST MAIN STREET GROUND FLOOR | United States | New York | Suffolk | Riverhead | 11901 | 1.12 | 1.14
7061 | 36D75 | RONKONKOMA RC / AASF 1 | 360NG | NEW YORK NATIONAL GUARD | ARGUARD | 201 Schaefer DR | United States | New York | Suffolk | Ronkonkoma | 11779 | 1.12 | 1.14
182260 | 82387-12272 | MIDDLE COUNTRY RD SELDEN | 82387 | JOINT RECRUITING PROGRAM | USACE | 281 MIDDLE COUNTRY ROAD SELDEN PLAZA MALL | United States | New York | Suffolk | Selden | 11784 | 1.12 | 1.14
188468 | 820501 | 141 EAST MAIN STREET SMITHTOWN | 82387 | JOINT RECRUITING PROGRAM | USACE | 141 East Main Street | United States | New York | Suffolk | Smithtown | 11787 | 1.12 | 1.14
191299 | 823531 | 105 EAST MAIN STREET SMITHTOWN | 82387 | JOINT RECRUITING PROGRAM | USACE | 105 East Main Street | United States | New York | Suffolk | Smithtown | 11787 | 1.12 | 1.14
3322 | WKVB0001 | FRANCIS S. GABRESKI AIRPORT SITE # 1 | WKVB | FRANCIS S. GABRESKI AIRPORT(ANG) | AFGUARD | 150 Old Riverhead Road | United States | New York | Suffolk | Westhampton Beach | 11978 | 1.12 | 1.14
191591 | WKVB0002 | FS GABRESKI SITE 2 | WKVB | FRANCIS S. GABRESKI AIRPORT(ANG) | AFGUARD |  | United States | New York | Suffolk | Westhampton Beach | 11978 | 1.12 | 1.14
191592 | WKVB0003 | FS GABRESKI SITE 3 | WKVB | FRANCIS S. GABRESKI AIRPORT(ANG) | AFGUARD |  | United States | New York | Suffolk | Westhampton Beach | 11978 | 1.12 | 1.14
191593 | WKVB0004 | FS GABRESKI SITE 4 | WKVB | FRANCIS S. GABRESKI AIRPORT(ANG) | AFGUARD |  | United States | New York | Suffolk | Westhampton Beach | 11978 | 1.12 | 1.14
191608 | WKVB0005 | FS GABRESKI SITE 5 | WKVB | FRANCIS S. GABRESKI AIRPORT(ANG) | AFGUARD |  | United States | New York | Suffolk | Westhampton Beach | 11978 | 1.12 | 1.14
191619 | WKVB0006 | FS GABRESKI SITE 6 | WKVB | FRANCIS S. GABRESKI AIRPORT(ANG) | AFGUARD |  | United States | New York | Suffolk | Westhampton Beach | 11978 | 1.12 | 1.14
183998 | 82387-11423 | BROADWAY MONTICELLO | 82387 | JOINT RECRUITING PROGRAM | USACE | 457 BROADWAY | United States | New York | Sullivan | Monticello | 12701 | 1.12 | 1.14
190453 | 36669 | BINGHAMTON USARC | 42560 | 99TH RRC - PENNSYLVANIA | ARRES |  | United States | New York | Tioga | Nichols | 13812 | 1.12 | 1.14
5560 | 36B87 | ITHACA READINESS CENTER | 360NG | NEW YORK NATIONAL GUARD | ARGUARD | 1765 Hanshaw RD | United States | New York | Tompkins | Ithaca | 14850 | 1.12 | 1.14
7369 | 36880 | SSG REYNOLD J KING USARC | 42560 | 99TH RRC - PENNSYLVANIA | ARRES | 101 Sunrise Road | United States | New York | Tompkins | Ithaca | 14850 | 1.12 | 1.14
184034 | 82387-11471 | CAYUGA PLZ ITHACA | 82387 | JOINT RECRUITING PROGRAM | USACE | CAYUGA PLAZA 2309 TRIPHAMMER ROAD | United States | New York | Tompkins | Ithaca | 14850 | 1.12 | 1.14
5737 | 36C00 | KINGSTON RC OMS 7 | 360NG | NEW YORK NATIONAL GUARD | ARGUARD | 25 Kiersted AVE | United States | New York | Ulster | Kingston | 12401 | 1.12 | 1.14
7370 | 36885 | SSG ROBERT H DIETZ USARC | 42560 | 99TH RRC - PENNSYLVANIA | ARRES | 144 Flatbush Avenue | United States | New York | Ulster | Kingston | 12401 | 1.12 | 1.14
190878 | 823259 | 1306 ULSTER AVENUE KINGSTON | 82387 | JOINT RECRUITING PROGRAM | USACE | 1306 Ulster Avenue | United States | New York | Ulster | Kingston | 12401 | 1.12 | 1.14
189411 | 36457 | SAUGERTIES USARC | 42560 | 99TH RRC - PENNSYLVANIA | ARRES |  | United States | New York | Ulster | Saugerties | 12477 | 1.12 | 1.14
191438 | 823440 | 26 FEDERAL PLAZA NEW YORK | 18081 | ARMY MISSION SUPPORT | USACE | 26 Federal Plaza | United States | New York | Unknown | Unknown | 10278 | 1.31 | 1.42
4618 | 36800 | CW2 KERRY P. HEIN USARC | 42560 | 99TH RRC - PENNSYLVANIA | ARRES | 200 Route 25A | United States | New York | Unknown | Unknown | 11786 | 1.12 | 1.14
170795 | 36D43 | QUEENSBURY READINESS CENTER | 360NG | NEW YORK NATIONAL GUARD | ARGUARD |  | United States | New York | Warren | Queensbury | 12804 | 1.12 | 1.14
185038 | 82387-12551 | NORTHWAY PLZ QUEENSBURY | 82387 | JOINT RECRUITING PROGRAM | USACE | NORTHWAY PLAZA 820 STATE RTE 9/SUITE 1401B | United States | New York | Warren | Queensbury | 12804 | 1.12 | 1.14
185039 | 82387-12312 | MT ROYAL PLZ QUEENSBURY | 82387 | JOINT RECRUITING PROGRAM | USACE | MT ROYAL PLAZA ROUTE 9 | United States | New York | Warren | Queensbury | 12804 | 1.12 | 1.14
6498 | 36C40 | NG NEWARK TNG AREA | 360NG | NEW YORK NATIONAL GUARD | ARGUARD | 300 S Main ST | United States | New York | Wayne | Newark | 14513 | 1.12 | 1.14
189530 | 82387-11938 | GRAMATAN AVE MOUNT VERNON | 82387 | JOINT RECRUITING PROGRAM | USACE | 50 GRAMATAN AVE | United States | New York | Westchester | Mount Vernon | 10550 | 1.12 | 1.14
188077 | 810156 | 97 MAIN STREET OSSINING | 82387 | JOINT RECRUITING PROGRAM | USACE | 97 Main Street | United States | New York | Westchester | Ossining | 10562 | 1.12 | 1.14
6733 | 36D30 | PEEKSKILL READINESS CENTER | 360NG | NEW YORK NATIONAL GUARD | ARGUARD | 955 Washington ST | United States | New York | Westchester | Peekskill | 10566 | 1.12 | 1.14
186292 | 82387-12608 | PARK MALL PEEKSKILL | 82387 | JOINT RECRUITING PROGRAM | USACE | PARK MALL 1045 PARK ST | United States | New York | Westchester | Peekskill | 10566 | 1.12 | 1.14
188998 | 821161 | 1 JAMES STREET RAMP PEEKSKILL | 82387 | JOINT RECRUITING PROGRAM | USACE | 1 James Street | United States | New York | Westchester | Peekskill | 10566 | 1.12 | 1.14
4288 | 36D35 | CAMP SMITH | 36D35 | CAMP SMITH | ARGUARD | 738 S ST | United States | New York | Westchester | Peekskill | 10567 | 1.12 | 1.14
188148 | 820005 | 20 MAMARONECK AVE. WHITE PLAINS | 82387 | JOINT RECRUITING PROGRAM | USACE | 20 Mamaroneck Ave | United States | New York | Westchester | White Plains | 10601 | 1.12 | 1.14
7993 | 36E60 | YONKERS READINESS CENTER | 360NG | NEW YORK NATIONAL GUARD | ARGUARD | 369 N George ST | United States | New York | Westchester | Yonkers | 10701 | 1.31 | 1.42
191323 | 823444 | 2455 CENTRAL PARK AVE YONKERS | 82387 | JOINT RECRUITING PROGRAM | USACE | 2455 Central Park Avenue | United States | New York | Westchester | Yonkers | 10710 | 1.31 | 1.42
986 | N32411-SL | NUWC SENECA LAKE DET | N32411 | NAVAL STATION NEWPORT RI | NAVACT | 50 Main Street | United States | New York | Yates | Dresden | 14837 | 1.12 | 1.14
7522 | 36925 | TEC 3 OLAF A FREDERIKSEN USARC | 42560 | 99TH RRC - PENNSYLVANIA | ARRES | 198 Cornwell Street | United States | New York | Yates | Penn Yan | 14527 | 1.12 | 1.14
191838 | 824444 | 1198 FLAT STREET PENN YAN | 70132 | INDEPENDENT DUTY HOUSING PROGRAM | USACE | 1198 Flat Street | United States | New York | Yates | Penn Yan | 14527 | 1.12 | 1.14
185040 | 800281 | 2360 SOUTH CHURCH STREET BURLINGTON | 82387 | JOINT RECRUITING PROGRAM | USACE | 2360 South Church Street | United States | North Carolina | Alamance | Burlington | 27215 | 0.86 | 0.83
191213 | 823663 | 7305 ETHANS WAY BURLINGTON | 70132 | INDEPENDENT DUTY HOUSING PROGRAM | USACE | 7305 Ethans Way | United States | North Carolina | Alamance | Burlington | 27215 | 0.86 | 0.83
4186 | 37A50 | BURLINGTON | 370NG | NORTH CAROLINA NATIONAL GUARD | ARGUARD | 195 N Church STr | United States | North Carolina | Alamance | Burlington | 27217 | 0.86 | 0.83
191208 | 823560 | 615 WATERBURY COURT GRAHAM | 70132 | INDEPENDENT DUTY HOUSING PROGRAM | USACE | 615 Waterbury Court | United States | North Carolina | Alamance | Graham | 27253 | 0.86 | 0.83
169937 | 37290 | SNOW CAMP TRAINING SITE | 33224 |  | ARGUARD |  | United States | North Carolina | Alamance | Snow Camp | 27349 | 0.86 | 0.83
187683 | 18081-10016 | 1 MOORE COUNTY LITTLE RIVER | 18081 | ARMY MISSION SUPPORT | USACE | 1 MOORE COUNTY | United States | North Carolina | Alexander | Little River | 28681 | 0.86 | 0.83
7519 | 37E60 | TAYLORSVILLE | 370NG | NORTH CAROLINA NATIONAL GUARD | ARGUARD | 1799 Teaneck RD | United States | North Carolina | Alexander | Taylorsville | 28681 | 0.86 | 0.83
9528 | 3700A | PEACHLAND TOWER | 37225 | FORT BRAGG | ARACT | FAA Tower 1002314 Peachland, NC 23133 | United States | North Carolina | Anson | Peachland | 28133 | 0.86 | 0.83
7751 | 37E70 | WADESBORO | 370NG | NORTH CAROLINA NATIONAL GUARD | ARGUARD | 600 E HWY 46 | United States | North Carolina | Anson | Wadesboro | 28170 | 0.86 | 0.83
5609 | 37C20 | JEFFERSON | 370NG | NORTH CAROLINA NATIONAL GUARD | ARGUARD | 965 N Main ST | United States | North Carolina | Ashe | Jefferson | 28640 | 0.86 | 0.83
7789 | 37E90 | WASHINGTON | 370NG | NORTH CAROLINA NATIONAL GUARD | ARGUARD | 500 Water ST | United States | North Carolina | Beaufort | Washington | 27889 | 0.86 | 0.83
7938 | 37F30 | WINDSOR | 370NG | NORTH CAROLINA NATIONAL GUARD | ARGUARD | Mountain RD | United States | North Carolina | Bertie | Windsor | 27983 | 0.86 | 0.83
4847 | 37B20 | ELIZABETHTOWN | 370NG | NORTH CAROLINA NATIONAL GUARD | ARGUARD | Swanzy ST Ext | United States | North Carolina | Bladen | Elizabethtown | 28337 | 0.86 | 0.83
7249 | 37E15 | SHALLOTTE | 370NG | NORTH CAROLINA NATIONAL GUARD | ARGUARD | Us HWY 17 S | United States | North Carolina | Brunswick | Shallotte | 28459 | 0.91 | 0.87
6203 | 37745 | MILITARY OCEAN TML SUNNY POINT | 37745 | MILITARY OCEAN TERMINAL SUNNY POINT | ARACT | 6280 Sunny Point Road SE | United States | North Carolina | Brunswick | Southport | 28461 | 0.91 | 0.87
188798 | 820621 | 5 FOX HOLLOW COURT ARDEN | 70132 | INDEPENDENT DUTY HOUSING PROGRAM | USACE | 5 Fox Hollow Court | United States | North Carolina | Buncombe | Arden | 28704 | 0.86 | 0.83
182723 | 82387-12574 | OAK PLZ ASHEVILLE | 82387 | JOINT RECRUITING PROGRAM | USACE | 1 OAK PLAZA SUITE 108 | United States | North Carolina | Buncombe | Asheville | 28801 | 0.86 | 0.83
182724 | 800280 | THREE SOUTH TUNNEL ROAD ASHEVILLE | 82387 | INDEPENDENT DUTY HOUSING PROGRAM | USACE | 3 South Tunnel Road | United States | North Carolina | Buncombe | Asheville | 28805 | 0.86 | 0.83
7767 | 37875 | WALTER HATCH LEE USARC | 01530 | 81ST RRC - ALABAMA | ARRES | 224 Louisiana Blvd | United States | North Carolina | Buncombe | Asheville | 28806 | 0.86 | 0.83
9507 | 37518 | ASHEVILLE ARMORY/FMS 01 | 370NG | NORTH CAROLINA NATIONAL GUARD | ARGUARD |  | United States | North Carolina | Buncombe | Asheville | 28806 | 0.86 | 0.83
182722 | 82387-10330 | 16 REGENT PARK BLVD ASHEVILLE | 82387 | JOINT RECRUITING PROGRAM | USACE | 16 REGENT PARK BLVD 16A,B,C,D REGENT PK | United States | North Carolina | Buncombe | Asheville | 28806 | 0.86 | 0.83
3860 | 37A20 | ASHEVILLE | 370NG | NORTH CAROLINA NATIONAL GUARD | ARGUARD | Brevard RD | United States | North Carolina | Buncombe | Asheville | 28816 | 0.86 | 0.83
6808 | 3729C | PISGAH NATIONAL FOREST | 37225 | FORT BRAGG | ARACT | Pisgah National Forest Maneuver lands | United States | North Carolina | Buncombe | Unknown | 28768 | 0.86 | 0.83
6272 | 37C85 | MORGANTON | 370NG | NORTH CAROLINA NATIONAL GUARD | ARGUARD | 411 Kirksey DR | United States | North Carolina | Burke | Morganton | 28655 | 0.86 | 0.83
184644 | 710586 | 127 WAMSUTTA MILL ROAD MORGANTON | 82387 | JOINT RECRUITING PROGRAM | USACE | 127 WAMSUTTA MILL ROAD SUITES A, B, C | United States | North Carolina | Burke | Morganton | 28655 | 0.86 | 0.83
188537 | 820471 | 4635 HARBOR VIEW TERRACE MORGANTON | 70132 | INDEPENDENT DUTY HOUSING PROGRAM | USACE | 4635 Harbor View Terrace | United States | North Carolina | Burke | Morganton | 28655 | 0.86 | 0.83
4529 | 37901 | CONCORD USARC | 01530 | 81ST RRC - ALABAMA | ARRES | 500 Wilshire Avenue SW | United States | North Carolina | Cabarrus | Concord | 28025 | 0.86 | 0.83
4527 | 37A85 | CONCORD | 370NG | NORTH CAROLINA NATIONAL GUARD | ARGUARD | 1501 Old Charlotte RD | United States | North Carolina | Cabarrus | Concord | 28027 | 0.86 | 0.83
182744 | 82387-13406 | WONDER DR KANNAPOLIS | 82387 | JOINT RECRUITING PROGRAM | USACE | 2490 WONDER DRIVE NORTHLITE SHOPPING CENTER | United States | North Carolina | Cabarrus | Kannapolis | 28083 | 0.86 | 0.83
9512 | 37597 | LENOIR (FOOTHILLS) | 370NG | NORTH CAROLINA NATIONAL GUARD | ARGUARD |  | United States | North Carolina | Caldwell | Lenoir | 28645 | 0.86 | 0.83
1138 | M00146-0023 | POINT OF MARSH TARGET | M00146 | MCAS CHERRY POINT NC | MCACT | NO PHYSICAL ADDRESS | United States | North Carolina | Carteret | Atlantic | 28511 | 1.03 | 0.99
190734 | M00146-TB | THOROFARE BRIDGE | M00146 | MCAS CHERRY POINT NC | MCACT |  | United States | North Carolina | Carteret | Atlantic | 28511 | 1.03 | 0.99
191457 | M00146-0032 | HENRY/LUKENS | M00146 | MCAS CHERRY POINT NC | MCACT |  | United States | North Carolina | Carteret | Beaufort | 28516 | 1.03 | 0.99
18 | M00146-0021 | OLF ATLANTIC | M00146 | MCAS CHERRY POINT NC | MCACT | 7019 Atlantic Field Road | United States | North Carolina | Carteret | Bogue | 28511 | 1.03 | 0.99
17 | M00146-0020 | ALF BOGUE | M00146 | MCAS CHERRY POINT NC | MCACT | 8073 Bogue Olf Access Road | United States | North Carolina | Carteret | Bogue | 28570 | 1.03 | 0.99
191373 | M00146-0030 | MARINER'S BAY | M00146 | MCAS CHERRY POINT NC | MCACT |  | United States | North Carolina | Carteret | Bogue | 28570 | 1.03 | 0.99
9447 | M00146-0028 | CAT ISLAND TARGET | M00146 | MCAS CHERRY POINT NC | MCACT | NO PHYSICAL ADDRESS | United States | North Carolina | Carteret | Bogue | 28594 | 1.03 | 0.99
1246 | N50092-AE | JEBLCFS RADIO ISLAND | N50092 | JNTEXPBASE LITTLE CREEK FS VA | NAVACT | 28516 | United States | North Carolina | Carteret | Morehead City | 28516 | 1.03 | 0.99
64 | M67001-0004 | MOREHEAD CITY NC | M67001 | MCB CAMP LEJEUNE NC | MCACT | 3 Garage Street | United States | North Carolina | Carteret | Morehead City | 28557 | 1.03 | 0.99
6265 | 37C80 | MOREHEAD CITY | 370NG | NORTH CAROLINA NATIONAL GUARD | ARGUARD | 3413 Bridges ST | United States | North Carolina | Carteret | Morehead City | 28557 | 1.03 | 0.99
6266 | 37960 | MOREHEAD CITY USARC/AMSA #128 | 01530 | 81ST RRC - ALABAMA | ARRES | 410 Fisher Street | United States | North Carolina | Carteret | Morehead City | 28557 | 1.03 | 0.99
191458 | M00146-0033 | JARRETT | M00146 | MCAS CHERRY POINT NC | MCACT |  | United States | North Carolina | Carteret | Smyrna | 28579 | 1.03 | 0.99
5439 | 37C00 | HICKORY | 370NG | NORTH CAROLINA NATIONAL GUARD | ARGUARD | 1251 8th ST NE | United States | North Carolina | Catawba | Hickory | 28601 | 0.86 | 0.83
185180 | 800285 | 1960 HWY 70 SE HICKORY | 82387 | JOINT RECRUITING PROGRAM | USACE | 1960 Hwy 70 SE | United States | North Carolina | Catawba | Hickory | 28601 | 0.86 | 0.83
185178 | 01530-10004 | 1500 12TH STREET DRIVE NW HICKORY | 01530 | 81ST RRC - ALABAMA | ARRES | 1500 12TH STREET DRIVE NW ARMY RESERVE CENTER | United States | North Carolina | Catawba | Hickory | 28601 | 0.86 | 0.83
6430 | 37D20 | NEWTON | 370NG | NORTH CAROLINA NATIONAL GUARD | ARGUARD | 218 S Main AVE | United States | North Carolina | Catawba | Newton | 28658 | 0.86 | 0.83
4628 | 37940 | D.W. HUDSON USARC | 01530 | 81ST RRC - ALABAMA | ARRES | 1500 12th St Drive NW | United States | North Carolina | Catawba | Unknown | 28601 | 0.86 | 0.83
7281 | 37E25 | SILER CITY | 370NG | NORTH CAROLINA NATIONAL GUARD | ARGUARD | Austin Bridge RD | United States | North Carolina | Chatham | Siler City | 27344 | 0.86 | 0.83
6334 | 37D05 | MURPHY | 370NG | NORTH CAROLINA NATIONAL GUARD | ARGUARD | HWY 19 E | United States | North Carolina | Cherokee | Murphy | 28906 | 0.86 | 0.83
4817 | 37B05 | EDENTON | 370NG | NORTH CAROLINA NATIONAL GUARD | ARGUARD | 739 Southside RD | United States | North Carolina | Chowan | Edenton | 27932 | 0.86 | 0.83
5733 | 37C25 | KINGS MOUNTAIN | 370NG | NORTH CAROLINA NATIONAL GUARD | ARGUARD | 200 Phifer RD | United States | North Carolina | Cleveland | Kings Mountain | 28086 | 0.86 | 0.83
182728 | 82387-11513 | CLEVELAND ST SHELBY | 82387 | JOINT RECRUITING PROGRAM | USACE | 58 CLEVELAND ST CLEVELAND MALL | United States | North Carolina | Cleveland | Shelby | 28150 | 0.86 | 0.83
188161 | 820008 | 385 WEBB FARM ROAD SHELBY | 70132 | INDEPENDENT DUTY HOUSING PROGRAM | USACE | 385 Webb Farm Road | United States | North Carolina | Cleveland | Shelby | 28152 | 0.86 | 0.83
4902 | 37B30 | FAIR BLUFF | 370NG | NORTH CAROLINA NATIONAL GUARD | ARGUARD | Us HWY 76 S | United States | North Carolina | Columbus | Fair Bluff | 28439 | 0.86 | 0.83
7885 | 37F05 | WHITEVILLE | 370NG | NORTH CAROLINA NATIONAL GUARD | ARGUARD | 952 N Universal | United States | North Carolina | Columbus | Whiteville | 28472 | 0.86 | 0.83
1 | M00146-0001 | MCAS CHERRY POINT MAIN BASE | M00146 | MCAS CHERRY POINT NC | MCACT | 198 C Street | United States | North Carolina | Craven | Cherry Point | 28533 | 1.03 | 0.99
2 | M00146-0003 | AREA 5A | M00146 | MCAS CHERRY POINT NC | MCACT | NO PHYSICAL ADDRESS | United States | North Carolina | Craven | Cherry Point | 28533 | 1.03 | 0.99
3 | M00146-0004 | AREA 5B | M00146 | MCAS CHERRY POINT NC | MCACT |  | United States | North Carolina | Craven | Cherry Point | 28533 | 1.03 | 0.99
4 | M00146-0005 | FT MACON HOUSING | M00146 | MCAS CHERRY POINT NC | MCACT | LOCAL DIRECTIONS 28533 5A | United States | North Carolina | Craven | Cherry Point | 28533 | 1.03 | 0.99
9 | M00146-0010 | HANCOCK ISLAND 1 | M00146 | MCAS CHERRY POINT NC | MCACT | 1 Atlantic Avenue | United States | North Carolina | Craven | Cherry Point | 28533 | 1.03 | 0.99
10 | M00146-0011 | HANCOCK ISLAND 2 | M00146 | MCAS CHERRY POINT NC | MCACT | NO PHYSICAL ADDRESS | United States | North Carolina | Craven | Cherry Point | 28533 | 1.03 | 0.99
185632 | 710910 | 480 HWY 70 HAVELOCK | 82387 | JOINT RECRUITING PROGRAM | USACE | 480 HWY 70 | United States | North Carolina | Craven | Havelock | 28532 | 1.03 | 0.99
191444 | M00146-BT | BOULIA | M00146 | MCAS CHERRY POINT NC | MCACT |  | United States | North Carolina | Craven | Havelock | 28532 | 1.03 | 0.99
4593 | 3729D | CROATAN NATIONAL FOREST | 37225 | FORT BRAGG | ARACT | 141 E Fisher AVE | United States | North Carolina | Craven | New Bern | 28560 | 1.03 | 0.99
6389 | 37D15 | NEW BERN | 370NG | NORTH CAROLINA NATIONAL GUARD | ARGUARD | 301 Glenburnie DR | United States | North Carolina | Craven | New Bern | 28560 | 1.03 | 0.99
191797 | M00146-0034 | LEWIS FARM | M00146 | MCAS CHERRY POINT NC | MCACT |  | United States | North Carolina | Craven | New Bern | 28561 | 1.03 | 0.99
185683 | 82387-12806 | S GLENBURNIE NEW BERN | 82387 | JOINT RECRUITING PROGRAM | USACE | 1222-4 S GLENBURNIE GLENBURNIE PLAZA | United States | North Carolina | Craven | New Bern | 28562 | 1.03 | 0.99
183820 | 82387-11409 | BRAGG BLVD FAYETTEVILLE | 82387 | JOINT RECRUITING PROGRAM | USACE | 2620 F AND N BRAGG BLVD EUTAW VILLAGE SHOPPING CENTER | United States | North Carolina | Cumberland | Fayetteville | 28303 | 0.83 | 0.8
3710 | 37301 | ABN AND SP OPERATIONS MUSEUM | 37225 | FORT BRAGG | ARACT |  | United States | North Carolina | Cumberland | Fayetteville | 28305 | 0.89 | 0.86
4929 | 37B42 | FAYETTEVILLE | 370NG | NORTH CAROLINA NATIONAL GUARD | ARGUARD | 345 E Mountain DR | United States | North Carolina | Cumberland | Fayetteville | 28306 | 0.83 | 0.8
6949 | 3730A | READINESS BUS CTR WAREHOUSE | 37225 | FORT BRAGG | ARACT | 902 Southern Avenue Fayetteville, NC 28306 | United States | North Carolina | Cumberland | Fayetteville | 28306 | 0.89 | 0.86
183821 | 82387-11505 | CHICAGO DR FAYETTEVILLE | 82387 | JOINT RECRUITING PROGRAM | USACE | 409 CHICAGO DRIVE SUITE 102 | United States | North Carolina | Cumberland | Fayetteville | 28306 | 0.83 | 0.8
183822 | 711103 | 902 SOUTHERNLAND AVENUE FAYETTEVILLE | 18081 | ARMY MISSION SUPPORT | USACE | 902 Southernland Avenue | United States | North Carolina | Cumberland | Fayetteville | 28306 | 0.83 | 0.8
3178 | TMKX0001 | POPE ILS OUTER MARKER ANNEX SITE # 1 | 37225 | FORT BRAGG | AFACT | 1 Ray Road | United States | North Carolina | Cumberland | Fayetteville | 28308 | 0.89 | 0.86
4928 | 3728H | FAYETTEVILLE | 37225 | FORT BRAGG | ARACT | 6310 Cliffdale Road | United States | North Carolina | Cumberland | Fayetteville | 28314 | 0.89 | 0.86
191238 | 37B43 | FAYETTEVILLE STOREFRONT RECRUITING | 370NG | NORTH CAROLINA NATIONAL GUARD | ARGUARD |  | United States | North Carolina | Cumberland | Fayetteville | 28314 | 0.83 | 0.8
4987 | 37225 | FORT BRAGG | 37225 | FORT BRAGG | ARACT | 0.8 miles North of the Intersection of Murchinson Rd and Shaw Rd (East of Hurchinson Rd) | United States | North Carolina | Cumberland | Fort Bragg | 28310 | 0.89 | 0.86
186884 | 801294 | BLDG 2-1120 MACOMB STREET FORT BRAGG | 82387 | JOINT RECRUITING PROGRAM | USACE | 1120 Macomb Street | United States | North Carolina | Cumberland | Fort Bragg | 28310 | 0.89 | 0.86
184897 | 710422 | 3061 NORTH MAIN STREET HOPE MILLS | 82387 | JOINT RECRUITING PROGRAM | USACE | 3061 NORTH MAIN STREET Suite 103 | United States | North Carolina | Cumberland | Hope Mills | 28348 | 0.83 | 0.8
184898 | 82387-12416 | N MAIN ST HOPE MILLS | 82387 | JOINT RECRUITING PROGRAM | USACE | 3061 NORTH MAIN ST | United States | North Carolina | Cumberland | Hope Mills | 28348 | 0.83 | 0.8
3177 | TMKT0001 | POPE ILS MIDDLE MARKER ANNEX SITE # 1 | 37225 | FORT BRAGG | AFACT | 1 West Manchester Road | United States | North Carolina | Cumberland | Spring Lake | 28308 | 0.89 | 0.86
170216 | TMKH0002 | POPE AFB | 37225 | FORT BRAGG | ARACT | Pope Army Airfield | United States | North Carolina | Cumberland | Spring Lake | 28390 | 0.89 | 0.86
186387 | 710423 | 408 N.BRAGG BLVD, STES 103&104 SPRING LAKE | 82387 | JOINT RECRUITING PROGRAM | USACE | 408 N.BRAGG BLVD, STES 103&104 | United States | North Carolina | Cumberland | Spring Lake | 28390 | 0.89 | 0.86
4244 | 5413A | CAMP DAWSON | 37225 | FORT BRAGG | ARACT | Student Training Facility Camp Dawson Kingwood, WV 26537 | United States | North Carolina | Cumberland | Unknown | 25311 | 0.89 | 0.86
6927 | 37680 | RADIO BEACON SITE SAAF | 37225 | FORT BRAGG | ARACT | Near Beard/Wade, NC | United States | North Carolina | Cumberland | Wade | 28395 | 0.89 | 0.86
1043 | N60191-AN | AN OFFSHORE TACT TOWER | N60191 | NAS OCEANA VA | NAVACT | 27959 | United States | North Carolina | Dare | Kill Devil Hills | 27959 | 0.86 | 0.83
3136 | SUYA0001 | DARE COUNTY RANGE SITE # 1 | VKAG | SEYMOUR JOHNSON AIR FORCE BS | AFACT | Jackson Road | United States | North Carolina | Dare | Unknown | 27978 | 0.86 | 0.83
629 | N60191-AM | PEA ISLAND NC | N60191 | NAS OCEANA VA | NAVACT | 708 NC ROUTE 12NORTH HIGHWAY 64 | United States | North Carolina | Dare | Wanchese | 27954 | 0.86 | 0.83
1042 | N60191-AL | BODIE ISLAND CAPE HATT | N60191 | NAS OCEANA VA | NAVACT | 100 Range Road | United States | North Carolina | Dare | Wanchese | 27959 | 0.86 | 0.83
190334 | 823022 | 266 LOWES BLVD LEXINGTON | 82387 | JOINT RECRUITING PROGRAM | USACE | 266 Lowes Blvd | United States | North Carolina | Davidson | Lexington | 27292 | 0.86 | 0.83
5889 | 37C45 | LEXINGTON | 370NG | NORTH CAROLINA NATIONAL GUARD | ARGUARD | 201 W 9th ST | United States | North Carolina | Davidson | Lexington | 27293 | 0.86 | 0.83
7545 | 37E65 | THOMASVILLE | 370NG | NORTH CAROLINA NATIONAL GUARD | ARGUARD | 102 Varnedoe ST | United States | North Carolina | Davidson | Thomasville | 27360 | 0.86 | 0.83
6229 | 37C65 | MOCKSVILLE | 370NG | NORTH CAROLINA NATIONAL GUARD | ARGUARD | US HWY 64 E | United States | North Carolina | Davie | Mocksville | 27028 | 0.86 | 0.83
4020 | 37A35 | BEULAVILLE | 370NG | NORTH CAROLINA NATIONAL GUARD | ARGUARD | 425 N Jackson ST | United States | North Carolina | Duplin | Beulaville | 28518 | 0.86 | 0.83
7763 | 37E75 | WALLACE | 370NG | NORTH CAROLINA NATIONAL GUARD | ARGUARD | Waller RD | United States | North Carolina | Duplin | Wallace | 28466 | 0.86 | 0.83
190949 | 700308 | 4300 S. MIAMI BLVD. DURHAM | 18081 | ARMY MISSION SUPPORT | USACE | 4300 S. Miami Blvd. | United States | North Carolina | Durham | Durham | 27703 | 0.86 | 0.83
4784 | 37A95 | DURHAM | 370NG | NORTH CAROLINA NATIONAL GUARD | ARGUARD | 801 Stadium DR | United States | North Carolina | Durham | Durham | 27704 | 0.86 | 0.83
191611 | 37A96 | SOD | 370NG | NORTH CAROLINA NATIONAL GUARD | ARGUARD |  | United States | North Carolina | Durham | Durham | 27704 | 0.86 | 0.83
4332 | 37915 | CARROLL STREET USARC | 01530 | 81ST RRC - ALABAMA | ARRES | 1228 Carroll Street | United States | North Carolina | Durham | Durham | 27707 | 0.86 | 0.83
186415 | 800757 | WEST NC HIGHWAY 54 DURHAM | 82387 | JOINT RECRUITING PROGRAM | USACE | West NC Highway 54 | United States | North Carolina | Durham | Durham | 27707 | 0.86 | 0.83
187922 | 810107 | 5003 SOUTHPARK DRIVE DURHAM | 82387 | JOINT RECRUITING PROGRAM | USACE | 5003 Southpark Drive | United States | North Carolina | Durham | Durham | 27707 | 0.86 | 0.83
3850 | 3711A | ARMY RESEARCH OFFICE | 24234 | US ARMY RESEARCH LABORATORY ADELPHI | ARACT | Research Park | United States | North Carolina | Durham | Durham | 27711 | 0.86 | 0.83
7050 | 37975 | ROCKY MOUNT USARC | 01530 | 81ST RRC - ALABAMA | ARRES | 804 Fairview Road | United States | North Carolina | Edgecombe | Rocky Mount | 27801 | 0.86 | 0.83
7048 | 37D75 | ROCKY MOUNT | 370NG | NORTH CAROLINA NATIONAL GUARD | ARGUARD | 1033 Hammond ST | United States | North Carolina | Edgecombe | Rocky Mount | 27803 | 0.86 | 0.83
7505 | 37E55 | TARBORO | 370NG | NORTH CAROLINA NATIONAL GUARD | ARGUARD | 600 N Main ST | United States | North Carolina | Edgecombe | Tarboro | 27886 | 0.86 | 0.83
189735 | 821927 | 231 STONE MEADOW COURT KERNERSVILLE | 70132 | INDEPENDENT DUTY HOUSING PROGRAM | USACE | 231 Stone Meadow Court | United States | North Carolina | Forsyth | Kernersville | 27284 | 0.86 | 0.83
7948 | 37F35 | WINSTON SALEM | 370NG | NORTH CAROLINA NATIONAL GUARD | ARGUARD | 565 AVE C, SE | United States | North Carolina | Forsyth | Winston Salem | 27103 | 0.86 | 0.83
189629 | 821725 | 5319 VILLAS DRIVE WINSTON SALEM | 70132 | INDEPENDENT DUTY HOUSING PROGRAM | USACE | 5319 Villas Drive | United States | North Carolina | Forsyth | Winston Salem | 27103 | 0.86 | 0.83
189841 | 821998 | 438 MICA COURT WINSTON SALEM | 70132 | INDEPENDENT DUTY HOUSING PROGRAM | USACE | 438 Mica Court | United States | North Carolina | Forsyth | Winston Salem | 27103 | 0.86 | 0.83
190628 | 822358 | 2800 CHESTNUT RIDGE WINSTON-SALEM | 70132 | INDEPENDENT DUTY HOUSING PROGRAM | USACE | 2800 Chestnut Ridge | United States | North Carolina | Forsyth | Winston Salem | 27103 | 0.86 | 0.83
182710 | 82387-12955 | SILAS CREEK PKWY WINSTON SALEM | 82387 | JOINT RECRUITING PROGRAM | USACE | 3320 SILAS CREEK PARKWAY HANES MALL, SUITE BU-676 | United States | North Carolina | Forsyth | Winston Salem | 27103 | 0.86 | 0.83
185739 | 82387-12942 | SHEPHERD ST WINSTON SALEM | 82387 | JOINT RECRUITING PROGRAM | USACE | 501 SHEPHERD STREET | United States | North Carolina | Forsyth | Winston Salem | 27103 | 0.86 | 0.83
7543 | 37990 | THOMAS SMOTHERS USARC | 01530 | 81ST RRC - ALABAMA | ARRES | 1245 Martin Luther King Dr. Winston-Salem, NC 27107-1399 | United States | North Carolina | Forsyth | Winston Salem | 27107 | 0.86 | 0.83
189729 | 821857 | 165 HUNTERS HORN LANE WINSTON SALEM | 70132 | INDEPENDENT DUTY HOUSING PROGRAM | USACE | 165 Hunters Horn Lane | United States | North Carolina | Forsyth | Winston Salem | 27107 | 0.86 | 0.83
191178 | 823576 | 400 SAILWAY ROAD SALEM | 70132 | INDEPENDENT DUTY HOUSING PROGRAM | USACE | 400 Sailway Road | United States | North Carolina | Forsyth | Winston Salem | 27127 | 0.86 | 0.83
5958 | 37C55 | LOUISBURG | 370NG | NORTH CAROLINA NATIONAL GUARD | ARGUARD | S Bickett BLVD | United States | North Carolina | Franklin | Louisburg | 27549 | 0.86 | 0.83
8002 | 37F45 | YOUNGSVILLE FMS | 370NG | NORTH CAROLINA NATIONAL GUARD | ARGUARD | 7400 S Huron River D | United States | North Carolina | Franklin | Youngsville | 27596 | 0.86 | 0.83
191374 | 37F46 | YOUNSVILLE ARMORY | 370NG | NORTH CAROLINA NATIONAL GUARD | ARGUARD |  | United States | North Carolina | Franklin | Youngsville | 27596 | 0.86 | 0.83
3987 | 37A25 | BELMONT | 370NG | NORTH CAROLINA NATIONAL GUARD | ARGUARD | 300 N 6th ST | United States | North Carolina | Gaston | Belmont | 28012 | 0.86 | 0.83
5171 | 37B65 | GASTONIA | 370NG | NORTH CAROLINA NATIONAL GUARD | ARGUARD | 2100 Robinwood RD | United States | North Carolina | Gaston | Gastonia | 28054 | 0.86 | 0.83
189288 | 821075 | 4008 EAST FRANKLIN BLVD GASTONIA | 82387 | JOINT RECRUITING PROGRAM | USACE | 4008 East Franklin Blvd. | United States | North Carolina | Gaston | Gastonia | 28056 | 0.86 | 0.83
189456 | 821560 | 1622 KIAWAH COURT GASTONIA | 70132 | INDEPENDENT DUTY HOUSING PROGRAM | USACE | 1622 Kiawah Court | United States | North Carolina | Gaston | Gastonia | 28056 | 0.86 | 0.83
189818 | 821962 | 1394 INDIGO RUN LANE GASTONIA | 70132 | INDEPENDENT DUTY HOUSING PROGRAM | USACE | 1394 Indigo Run Lane | United States | North Carolina | Gaston | Gastonia | 28056 | 0.86 | 0.83
190275 | 822634 | 124 BARRINGTON DRIVE MOUNT HOLLY | 70132 | INDEPENDENT DUTY HOUSING PROGRAM | USACE | 124 Barrington Drive | United States | North Carolina | Gaston | Mount Holly | 28120 | 0.86 | 0.83
4194 | 37A55 | BUTNER | 370NG | NORTH CAROLINA NATIONAL GUARD | ARGUARD | 105 Central AVE | United States | North Carolina | Granville | Butner | 27509 | 0.86 | 0.83
6675 | 37D35 | OXFORD | 370NG | NORTH CAROLINA NATIONAL GUARD | ARGUARD | 105 W Springs ST | United States | North Carolina | Granville | Oxford | 27565 | 0.86 | 0.83
9485 | 37689 | MTA CAMP BUTNER | 33224 |  | ARGUARD |  | United States | North Carolina | Granville | Stem | 27581 | 0.86 | 0.83
7305 | 37E35 | SNOW HILL | 370NG | NORTH CAROLINA NATIONAL GUARD | ARGUARD | 4401 El Paso | United States | North Carolina | Greene | Snow Hill | 28580 | 0.86 | 0.83
4787 | 37925 | E. EARLE RIVES AFRC | 01530 | 81ST RRC - ALABAMA | ARRES | 1120North Church Street | United States | North Carolina | Guilford | Greensboro | 27401 | 0.86 | 0.83
5276 | 37B75 | GREENSBORO | 370NG | NORTH CAROLINA NATIONAL GUARD | ARGUARD | 110 Franklin BLVD | United States | North Carolina | Guilford | Greensboro | 27401 | 0.86 | 0.83
183954 | 01530-10012 | 400 S. ELEM STREET GREENSBORO | 01530 | 81ST RRC - ALABAMA | ARRES | 400 S. ELEM STREET | United States | North Carolina | Guilford | Greensboro | 27401 | 0.86 | 0.83
191204 | 823588 | 5810 SYCAMORE GLEN ROAD GREENSBORO | 70132 | INDEPENDENT DUTY HOUSING PROGRAM | USACE | 5810 Sycamore Glen Road | United States | North Carolina | Guilford | Greensboro | 27405 | 0.86 | 0.83
191484 | 824032 | 2424 GLEN LAUREL GREENSBORO | 70132 | INDEPENDENT DUTY HOUSING PROGRAM | USACE | 2424 Glen Laurel Drive | United States | North Carolina | Guilford | Greensboro | 27406 | 0.86 | 0.83
191131 | 823609 | 1407 GROVELAND TRAIL GREENSBORO | 70132 | INDEPENDENT DUTY HOUSING PROGRAM | USACE | 1407 Groveland Trail | United States | North Carolina | Guilford | Greensboro | 27407 | 0.86 | 0.83
183952 | 82387-13273 | W MEADOWVIEW GREENBORO | 82387 | JOINT RECRUITING PROGRAM | USACE | 2300 W MEADOWVIEW SUITE 115 | United States | North Carolina | Guilford | Greensboro | 27407 | 0.86 | 0.83
183953 | 82387-12263 | MERRITT DR GREENSBORO | 82387 | JOINT RECRUITING PROGRAM | USACE | 2404 MERRITT DRIVE | United States | North Carolina | Guilford | Greensboro | 27407 | 0.86 | 0.83
1190 | N60191-GR | NAVOPSPTCEN GREENSBORO NC | N60191 | NAS OCEANA VA | NAVACT | 7838 McCloud Road | United States | North Carolina | Guilford | Greensboro | 27409 | 0.86 | 0.83
5440 | 37C10 | HIGH POINT | 370NG | NORTH CAROLINA NATIONAL GUARD | ARGUARD | 3515 Armory DR | United States | North Carolina | Guilford | High Point | 27260 | 0.86 | 0.83
5441 | 37945 | HIGH POINT USARC | 01530 | 81ST RRC - ALABAMA | ARRES | 156 West Parris Avenue | United States | North Carolina | Guilford | High Point | 27262 | 0.86 | 0.83
184895 | 82387-13292 | W PARRIS AVE HIGH POINT | 82387 | JOINT RECRUITING PROGRAM | USACE | 119 W PARRIS AVENUE | United States | North Carolina | Guilford | High Point | 27262 | 0.86 | 0.83
191454 | 37C64 | MCLEANSVILLE | 370NG | NORTH CAROLINA NATIONAL GUARD | ARGUARD |  | United States | North Carolina | Guilford | McLeansville |  | 0.86 | 0.83
7023 | 37D65 | ROANOKE RAPIDS | 370NG | NORTH CAROLINA NATIONAL GUARD | ARGUARD | 1400 E Va AVE | United States | North Carolina | Halifax | Roanoke Rapids | 27870 | 0.86 | 0.83
183404 | 82387-11630 | E 10TH ST ROANOKE RAPIDS | 82387 | JOINT RECRUITING PROGRAM | USACE | 1808 E 10TH STREET OAKLAND PLAZA | United States | North Carolina | Halifax | Roanoke Rapids | 27870 | 0.86 | 0.83
7197 | 37E10 | SCOTLAND NECK | 370NG | NORTH CAROLINA NATIONAL GUARD | ARGUARD | 1301 Jr Hs RD | United States | North Carolina | Halifax | Scotland Neck | 27874 | 0.86 | 0.83
4779 | 37A90 | DUNN | 370NG | NORTH CAROLINA NATIONAL GUARD | ARGUARD | Susan Tart RD | United States | North Carolina | Harnett | Dunn | 28334 | 0.86 | 0.83
4474 | 37A82 | CLYDE | 370NG | NORTH CAROLINA NATIONAL GUARD | ARGUARD | Jones Cove RD | United States | North Carolina | Haywood | Clyde | 28721 | 0.86 | 0.83
4786 | 37B00 | E FLAT ROCK | 370NG | NORTH CAROLINA NATIONAL GUARD | ARGUARD | 2025 Spartanburg HWY | United States | North Carolina | Henderson | East Flat Rock | 28726 | 0.86 | 0.83
182417 | 82387-12993 | SPARTANBURG HWY HENDERSONVILLE | 82387 | JOINT RECRUITING PROGRAM | USACE | 825 SPARTANBURG HWY UNIT 16 | United States | North Carolina | Henderson | Hendersonville | 28792 | 0.86 | 0.83
3724 | 37A05 | AHOSKIE | 370NG | NORTH CAROLINA NATIONAL GUARD | ARGUARD | 408 Peachtree ST | United States | North Carolina | Hertford | Ahoskie | 27910 | 0.86 | 0.83
6928 | 37D45 | RAEFORD | 370NG | NORTH CAROLINA NATIONAL GUARD | ARGUARD | 305 Teal DR | United States | North Carolina | Hoke | Raeford | 28376 | 0.89 | 0.86
187990 | 37888 | 801 HOUSING/HERITAGE VILLAGE | 37225 | FORT BRAGG | USACE | 300 Nathaniel Green Road | United States | North Carolina | Hoke | Raeford | 28376 | 0.89 | 0.86
1045 | N60191-SQ | SWAN QUARTER, NC | N60191 | NAS OCEANA VA | NAVACT | 20646 US HIGHWAY 264 | United States | North Carolina | Hyde | Swanquarter | 840450 | 0.86 | 0.83
6263 | 37C75 | MOORESVILLE | 370NG | NORTH CAROLINA NATIONAL GUARD | ARGUARD | N BRD ST | United States | North Carolina | Iredell | Mooresville | 28115 | 0.86 | 0.83
190325 | 822360 | 232 FLANDERS DRIVE MOORESVILLE | 70132 | INDEPENDENT DUTY HOUSING PROGRAM | USACE | 232 Flanders Drive | United States | North Carolina | Iredell | Mooresville | 28117 | 0.86 | 0.83
182746 | 82387-10310 | 1525-C CINEMA DRIVE STATESVILLE | 82387 | JOINT RECRUITING PROGRAM | USACE | 1525-C CINEMA DRIVE | United States | North Carolina | Iredell | Statesville | 28625 | 0.86 | 0.83
7419 | 37E45 | STATESVILLE | 370NG | NORTH CAROLINA NATIONAL GUARD | ARGUARD | 500 Thornrose AVE | United States | North Carolina | Iredell | Statesville |  | 0.86 | 0.83
7488 | 37E50 | SYLVA | 370NG | NORTH CAROLINA NATIONAL GUARD | ARGUARD | 715 S 11th ST | United States | North Carolina | Jackson | Sylva | 28779 | 0.86 | 0.83
189150 | 820718 | 86 WAL MART PLAZA SYLVA | 82387 | JOINT RECRUITING PROGRAM | USACE | 86 Wal-Mart Plaza | United States | North Carolina | Jackson | Sylva | 28779 | 0.86 | 0.83
4003 | 37A30 | BENSON | 370NG | NORTH CAROLINA NATIONAL GUARD | ARGUARD | 320 E Mann ST | United States | North Carolina | Johnston | Benson | 27504 | 0.86 | 0.83
190484 | 822568 | 15 MARSHLANE WAY CLAYTON | 70132 | INDEPENDENT DUTY HOUSING PROGRAM | USACE | 15 Marshlane Way | United States | North Carolina | Johnston | Clayton | 27520 | 0.86 | 0.83
7300 | 37E30 | SMITHFIELD | 370NG | NORTH CAROLINA NATIONAL GUARD | ARGUARD | Armory DR | United States | North Carolina | Johnston | Smithfield | 27577 | 0.86 | 0.83
182821 | 800289 | 255 NORTH EQUITY DRIVE SMITHFIELD | 82387 | JOINT RECRUITING PROGRAM | USACE | 255 North Equity Drive | United States | North Carolina | Johnston | Smithfield | 27577 | 0.86 | 0.83
62 | M00146-0002 | OAK GROVE | M00146 | MCAS CHERRY POINT NC | MCACT | 8526 Oak Grove Road | United States | North Carolina | Jones | Pollocksville | 28573 | 0.86 | 0.83
7165 | 37E05 | SANFORD | 370NG | NORTH CAROLINA NATIONAL GUARD | ARGUARD | 2214 Nash ST | United States | North Carolina | Lee | Sanford | 27331 | 0.86 | 0.83
190671 | 822495 | 504 CRYSTAL SPRINGS SANFORD | 70132 | INDEPENDENT DUTY HOUSING PROGRAM | USACE | 504 Crystal Springs | United States | North Carolina | Lee | Sanford | 27331 | 0.86 | 0.83
184715 | 82387-12815 | S HORNER BLVD SANFORD | 82387 | JOINT RECRUITING PROGRAM | USACE | 2639 S. HORNER BLVD HORNER PLAZA | United States | North Carolina | Lee | Sanford | 27331 | 0.86 | 0.83
184900 | 01530-10032 | ROUTE 7, BOX 89-E KINSTON | 01530 | 81ST RRC - ALABAMA | ARRES | ROUTE 7, BOX 89-E STALLINGS JETPORT | United States | North Carolina | Lenoir | Kinston | 28502 | 0.86 | 0.83
5741 | 37C30 | KINSTON | 370NG | NORTH CAROLINA NATIONAL GUARD | ARGUARD | 2001 Dobbs Farm RD | United States | North Carolina | Lenoir | Kinston | 28504 | 0.86 | 0.83
5742 | 37950 | KINSTON USARC | 01530 | 81ST RRC - ALABAMA | ARRES | 2695 Rouse road Ext | United States | North Carolina | Lenoir | Kinston | 28504 | 0.86 | 0.83
184899 | 82387-10846 | 4155 W VERNON AVE KINSTON | 82387 | JOINT RECRUITING PROGRAM | USACE | 4155 W VERNON AVE STORE #8B | United States | North Carolina | Lenoir | Kinston | 28504 | 0.86 | 0.83
5915 | 37C50 | LINCOLNTON | 370NG | NORTH CAROLINA NATIONAL GUARD | ARGUARD | 1224 N Aspen ST | United States | North Carolina | Lincoln | Lincolnton | 28092 | 0.86 | 0.83
5080 | 37B55 | FRANKLIN | 370NG | NORTH CAROLINA NATIONAL GUARD | ARGUARD | Industrial Park RD | United States | North Carolina | Macon | Franklin | 28734 | 0.86 | 0.83
6351 | 3729B | NANTAHALA NATIONAL FOREST | 37225 | FORT BRAGG | ARACT | National Forest covers mutiple counties | United States | North Carolina | Macon | Unknown | 28744 | 0.86 | 0.83
7919 | 37F10 | WILLIAMSTON | 370NG | NORTH CAROLINA NATIONAL GUARD | ARGUARD | Gossett ST | United States | North Carolina | Martin | Williamston | 27892 | 0.86 | 0.83
6074 | 37C63 | MARION | 370NG | NORTH CAROLINA NATIONAL GUARD | ARGUARD | 363 Spaulding RD | United States | North Carolina | McDowell | Marion | 28752 | 0.86 | 0.83
182383 | 82387-12099 | LADY MARION PLZ MARION | 82387 | JOINT RECRUITING PROGRAM | USACE | 501 LADY MARION PLAZA US HIGHWAY 70 WEST | United States | North Carolina | McDowell | Marion | 28752 | 0.86 | 0.83
191710 | 823790 | 500 NORTH MAIN STREET MARION | 82387 | JOINT RECRUITING PROGRAM | USACE | 500 North Main Street | United States | North Carolina | McDowell | Marion | 28752 | 0.86 | 0.83
182742 | 82387-10205 | 1300 BAXTER STREET CHARLOTTE | 82387 | JOINT RECRUITING PROGRAM | USACE | 1300 BAXTER STREET SUITES 100,133,150,151,155,157 | United States | North Carolina | Mecklenburg | Charlotte | 28204 | 0.86 | 0.83
4402 | 37895 | CHARLOTTE USARC | 01530 | 81ST RRC - ALABAMA | ARRES | 1330 Westover Street | United States | North Carolina | Mecklenburg | Charlotte | 28205 | 0.86 | 0.83
185646 | 82387-11794 | EASTWAY DR CHARLOTTE | 82387 | JOINT RECRUITING PROGRAM | USACE | 3124 EASTWAY DRIVE EASTWAY CROSS SC | United States | North Carolina | Mecklenburg | Charlotte | 28205 | 0.86 | 0.83
1661 | FJRP0001 | CHAR/DOUGLAS IAP SITE # 1 | FJRP | CHARLOTTE/DOUGLAS INTERNATIONAL AIRPORT | AFGUARD | 4930 Minuteman Way | United States | North Carolina | Mecklenburg | Charlotte | 28208 | 0.86 | 0.83
4401 | 37A73 | CHARLOTTE CONSOLIDATED SITE | 370NG | NORTH CAROLINA NATIONAL GUARD | ARGUARD | 4220 W BLVD | United States | North Carolina | Mecklenburg | Charlotte | 28208 | 0.86 | 0.83
182740 | 800282 | 4715 PARK ROAD CHARLOTTE | 82387 | JOINT RECRUITING PROGRAM | USACE | 4715 Park Road | United States | North Carolina | Mecklenburg | Charlotte | 28209 | 0.86 | 0.83
182741 | 82387-12936 | SHARON LAKES RD CHARLOTTE | 82387 | JOINT RECRUITING PROGRAM | USACE | 7701 SHARON LAKES RD SUITE C | United States | North Carolina | Mecklenburg | Charlotte | 28210 | 0.86 | 0.83
1189 | N60191-CH | NOSC-MCRC CHARLOTTE NC | N60191 | NAS OCEANA VA | NAVACT | 6115 North Hills Circle | United States | North Carolina | Mecklenburg | Charlotte | 28213 | 0.86 | 0.83
190547 | 822957 | 541 BLUE ROCK DRIVE CHARLOTTE | 70132 | INDEPENDENT DUTY HOUSING PROGRAM | USACE | 541 Blue Rock Drive | United States | North Carolina | Mecklenburg | Charlotte | 28213 | 0.86 | 0.83
190374 | 823028 | 4601 CHARLOTTE PARK DR CHARLOTTE | 82387 | JOINT RECRUITING PROGRAM | USACE | 4601 Charlotte Park Drive | United States | North Carolina | Mecklenburg | Charlotte | 28217 | 0.86 | 0.83
182737 | 82387-10876 | 440 EAST MCCULLOUGH CHARLOTTE | 82387 | JOINT RECRUITING PROGRAM | USACE | 440 EAST MCCULLOUGH SUITE 6, GRAND PROMENADE | United States | North Carolina | Mecklenburg | Charlotte | 28262 | 0.86 | 0.83
182738 | 82387-11216 | 8401 UNIVERSITY EXECUTIVE PARK DR CHARLOTTE | 82387 | JOINT RECRUITING PROGRAM | USACE | 8401 UNIVERSITY EXECUTIVE PARK DR SUITE 122 | United States | North Carolina | Mecklenburg | Charlotte | 28262 | 0.86 | 0.83
190709 | 710115 | 8307 UNIVERSITY EXECUTIVE PARK CHARLOTTE | 82387 | JOINT RECRUITING PROGRAM | USACE | 8307 UNIVERSITY EXECUTIVE PARK SUITE 241 | United States | North Carolina | Mecklenburg | Charlotte | 28262 | 0.86 | 0.83
191836 | 824522 | 11115 CYPRESS VIEW DRIVE CHARLOTTE | 70132 | INDEPENDENT DUTY HOUSING PROGRAM | USACE | 11115 Cypress View Dirve | United States | North Carolina | Mecklenburg | Charlotte | 28262 | 0.86 | 0.83
190609 | 822955 | 1741 WILBURN PARK LANE NW CHARLOTTE | 70132 | INDEPENDENT DUTY HOUSING PROGRAM | USACE | 1741 Wilburn Park Lane NW | United States | North Carolina | Mecklenburg | Charlotte | 28269 | 0.86 | 0.83
191110 | 823538 | 10001 RED BLUFF COURT CHARLOTTE | 70132 | INDEPENDENT DUTY HOUSING PROGRAM | USACE | 10001 Red Bluff Court | United States | North Carolina | Mecklenburg | Charlotte | 28269 | 0.86 | 0.83
191853 | 824248 | 1848 GALLERIA SHOPPING CENTER CHARLOTTE | 82387 | JOINT RECRUITING PROGRAM | USACE | 1848 Galleria Boulevard | United States | North Carolina | Mecklenburg | Charlotte | 28270 | 0.86 | 0.83
185042 | 82387-12696 | REESE BLVD HUNTERSVILLE | 82387 | JOINT RECRUITING PROGRAM | USACE | 14316B REESE BLVD | United States | North Carolina | Mecklenburg | Huntersville | 28078 | 0.86 | 0.83
190285 | 710425 | 14231 MARKET SQUARE DR HUNTERSVILLE | 82387 | JOINT RECRUITING PROGRAM | USACE | 14231 Market Square Drive | United States | North Carolina | Mecklenburg | Huntersville | 28078 | 0.86 | 0.83
186364 | 801213 | BELFORD CHURCH ROAD CANDOR | 18081 | ARMY MISSION SUPPORT | ARACT | Belford Church Road | United States | North Carolina | Montgomery | Candor | 27229 | 0.86 | 0.83
7028 | 3728D | ROBIN SAGE TNG STAR, NC | 37225 | FORT BRAGG | ARACT | Route 1 Star, NC 27356 | United States | North Carolina | Montgomery | Star | 27356 | 0.86 | 0.83
7687 | 3729A | UWHARRIE NATIONAL FOREST | 37225 | FORT BRAGG | ARACT | UWHARRIE NATIONAL FOREST MANEUVER LANDS | United States | North Carolina | Montgomery | Troy | 27371 | 0.86 | 0.83
185950 | 801216 | LAKEWOOD CIRCLE TROY | 18081 | ARMY MISSION SUPPORT | ARACT | Lakewood Circle | United States | North Carolina | Montgomery | Troy | 27371 | 0.86 | 0.83
7029 | 3724A | ROBIN SAGE TNG PISGAH | 37225 | FORT BRAGG | ARACT |  | United States | North Carolina | Montgomery | Unknown | 27203 | 0.86 | 0.83
185560 | 82387-12462 | N SANDHILLS BLVD ABERDEEN | 82387 | JOINT RECRUITING PROGRAM | USACE | 1808-B N SANDHILLS BLVD SANDHILLS SHOPPING CENTER | United States | North Carolina | Moore | Aberdeen | 28315 | 0.89 | 0.86
4339 | 3723A | CARTHAGE TRAINING AREA | 37225 | FORT BRAGG | ARACT | Petty Road | United States | North Carolina | Moore | Carthage | 28327 | 0.89 | 0.86
7328 | 37E40 | SOUTHERN PINES | 370NG | NORTH CAROLINA NATIONAL GUARD | ARGUARD | 600 Woodruff ST | United States | North Carolina | Moore | Southern Pines | 28388 | 0.89 | 0.86
6357 | 37D10 | NASHVILLE | 370NG | NORTH CAROLINA NATIONAL GUARD | ARGUARD | 1030 Eastern AVE | United States | North Carolina | Nash | Nashville | 27856 | 0.86 | 0.83
185594 | 01530-10015 | 804 FAIRVIEW ROAD ROCKY MOUNT | 01530 | 81ST RRC - ALABAMA | ARRES | 804 FAIRVIEW ROAD ARMY RESERVE CENTER | United States | North Carolina | Nash | Rocky Mount | 27801 | 0.86 | 0.83
190291 | 820048 | 1535 BENEVUE ROAD ROCKY MOUNT | 82387 | JOINT RECRUITING PROGRAM | USACE | 1535 Benevue Road | United States | North Carolina | Nash | Rocky Mount | 27804 | 0.86 | 0.83
190375 | 821693 | 4695 CHIPPENHAM DRIVE ROCKY MOUNT | 70132 | INDEPENDENT DUTY HOUSING PROGRAM | USACE | 4695 Chippenham Drive | United States | North Carolina | Nash | Rocky Mount | 27804 | 0.86 | 0.83
190580 | 822898 | 1100 GREEN TEE LANE ROCKY MOUNT | 70132 | INDEPENDENT DUTY HOUSING PROGRAM | USACE | 1100 Green Tee Lane | United States | North Carolina | Nash | Rocky Mount | 27804 | 0.86 | 0.83
191398 | 823925 | 120 FINNEMAN RD ROCKY MOUNT | 70132 | INDEPENDENT DUTY HOUSING PROGRAM | USACE | 120 Finneman Road | United States | North Carolina | Nash | Rocky Mount | 27804 | 0.86 | 0.83
6320 | 37C34 | MTA FT FISHER AFS | 370NG | NORTH CAROLINA NATIONAL GUARD | ARGUARD | 237 N Fort Fisher BLVD | United States | North Carolina | New Hanover | Kure Beach | 28449 | 0.89 | 0.85
2097 | HEVT0001 | FORT FISHER RECREATION SITE SITE # 1 | VKAG | SEYMOUR JOHNSON AIR FORCE BS | AFACT | 118 Waterfront Road | United States | North Carolina | New Hanover | Unknown | 969970 | 0.89 | 0.85
1175 | N60191-WI | NAVOPSPTCEN WILMINGTON NC | N60191 | NAS OCEANA VA | NAVACT | 2144 West Lake Shore Drive | United States | North Carolina | New Hanover | Wilmington | 24801 | 0.91 | 0.87
120 | M68479-0019 | WILMINGTON NC MCRC | M68479 | HDQTRS 4TH MARDIV NEW ORLEANS | MCRES | 2150 Burnett Boulevard | United States | North Carolina | New Hanover | Wilmington | 28401 | 0.89 | 0.85
3717 | 37985 | ADRIAN B RHODES AFRC | 01530 | 81ST RRC - ALABAMA | ARRES | 2144 Lake Shore Drive | United States | North Carolina | New Hanover | Wilmington | 28401 | 0.89 | 0.85
6497 | 37579 | NEW HANOVER | 370NG | NORTH CAROLINA NATIONAL GUARD | ARGUARD | 2412 Infantry RD | United States | North Carolina | New Hanover | Wilmington | 28401 | 0.89 | 0.85
7928 | 37F15 | WILMINGTON | 370NG | NORTH CAROLINA NATIONAL GUARD | ARGUARD | 152 N Front ST | United States | North Carolina | New Hanover | Wilmington | 28401 | 0.89 | 0.85
189715 | 37487 | WILMINGTON USARC | 01530 | 81ST RRC - ALABAMA | ARRES | 1020 N Front Street | United States | North Carolina | New Hanover | Wilmington | 28401 | 0.89 | 0.85
191252 | 37F16 | WILMINGTON STOREFRONT RECRUITING | 370NG | NORTH CAROLINA NATIONAL GUARD | ARGUARD |  | United States | North Carolina | New Hanover | Wilmington | 28403 | 0.89 | 0.85
189416 | 37164 | SERGEANT THOMAS J. BUTLER IV ARMED FORCES RESERVE CENTER | 01530 | 81ST RRC - ALABAMA | ARRES |  | United States | North Carolina | New Hanover | Wilmington | 28412 | 0.89 | 0.85
182394 | 82387-10783 | 3715 PATRIOT WAY WILMINGTON | 82387 | JOINT RECRUITING PROGRAM | USACE | 3715 PATRIOT WAY SUITES 105, 106, 107 AND 109 | United States | North Carolina | New Hanover | Wilmington | 28412 | 0.89 | 0.85
7958 | 37F40 | WOODLAND | 370NG | NORTH CAROLINA NATIONAL GUARD | ARGUARD | 10050 Woodlawn AVE | United States | North Carolina | Northampton | Woodland | 27897 | 0.91 | 0.87
170709 | M67001-0008 | GSRA SITE | M67001 | MCB CAMP LEJEUNE NC | MCACT |  | United States | North Carolina | Onslow | Camp Lejeune | 28445 | 1 | 0.96
65 | M67001-0005 | MCB CAMP LEJEUNE (WEST SITE) | M67001 | MCB CAMP LEJEUNE NC | MCACT | 185 Curtis Road | United States | North Carolina | Onslow | Camp Lejeune | 28540 | 1 | 0.96
67 | M67001-0007 | NORTH SITE | M67001 | MCB CAMP LEJEUNE NC | MCACT | 160 Montford Landing Road | United States | North Carolina | Onslow | Camp Lejeune | 28540 | 1 | 0.96
61 | M67001-0001 | MCB CAMP LEJEUNE (EAST SITE) | M67001 | MCB CAMP LEJEUNE NC | MCACT | 1 Holcomb Boulevard | United States | North Carolina | Onslow | Camp Lejeune | 28542 | 1 | 0.96
66 | M67001-0006 | MIDWAY PARK | M67001 | MCB CAMP LEJEUNE NC | MCACT | 4042 RG ANDERSON | United States | North Carolina | Onslow | Camp Lejeune | 28542 | 1 | 0.96
977 | N60191-HR | HOLLY RIDGE TOWER SITE | N60191 | NAS OCEANA VA | NAVACT |  | United States | North Carolina | Onslow | Holly Ridge | 28445 | 1 | 0.96
63 | M67001-0003 | USO 9 TALLMAN JAX NC | M67001 | MCB CAMP LEJEUNE NC | MCACT | 9 Tallman Street | United States | North Carolina | Onslow | Jacksonville | 28540 | 1 | 0.96
5585 | 37C15 | JACKSONVILLE | 370NG | NORTH CAROLINA NATIONAL GUARD | ARGUARD | 309 BRDhurst RD | United States | North Carolina | Onslow | Jacksonville | 28540 | 1 | 0.96
5587 | 3737C | JACKSONVILLE USARC | 01530 | 81ST RRC - ALABAMA | ARRES | 211 Drumer-Kellum Road | United States | North Carolina | Onslow | Jacksonville | 28546 | 1 | 0.96
182743 | 82387-10122 | 1150 WESTERN BLVD JACKSONVILLE | 82387 | JOINT RECRUITING PROGRAM | USACE | 1150 WESTERN BLVD WESTWOOD VILLAGE | United States | North Carolina | Onslow | Jacksonville | 28546 | 1 | 0.96
190650 | 820797 | 409 WESTERN BLVD JACKSONVILLE | 82387 | JOINT RECRUITING PROGRAM | USACE | 409 Western Blvd | United States | North Carolina | Onslow | Jacksonville | 28546 | 1 | 0.96
185694 | 82387-11689 | E FRANKLIN ST CHAPEL HILL | 82387 | JOINT RECRUITING PROGRAM | USACE | 1502 E FRANKLIN STREET SUITE 3 | United States | North Carolina | Orange | Chapel Hill | 27514 | 0.86 | 0.83
20 | M00146-0027 | PAMLICO POINT TARGET | M00146 | MCAS CHERRY POINT NC | MCACT | NO PHYSICAL ADDRESS | United States | North Carolina | Pamlico | Hobucken | 28537 | 1.03 | 0.99
9446 | M00146-0029 | BRANT ISLAND | M00146 | MCAS CHERRY POINT NC | MCACT | NO PHYSICAL ADDRESS | United States | North Carolina | Pamlico | Hobucken | 28537 | 1.03 | 0.99
976 | N60191-HT | HOBUCKEN TOWER SITE | N60191 | NAS OCEANA VA | NAVACT | 28552 | United States | North Carolina | Pamlico | Hobucken | 28552 | 1.03 | 0.99
19 | M00146-0026 | MAW POINT TARGET | M00146 | MCAS CHERRY POINT NC | MCACT | NO PHYSICAL ADDRESS | United States | North Carolina | Pamlico | Merritt | 28556 | 1.03 | 0.99
4845 | 37B10 | ELIZABETH CITY | 370NG | NORTH CAROLINA NATIONAL GUARD | ARGUARD | 600 Wover ST | United States | North Carolina | Pasquotank | Elizabeth City | 27909 | 0.86 | 0.83
186138 | 800758 | CITY CENTER BLVD ELIZABETH CITY | 82387 | JOINT RECRUITING PROGRAM | USACE | City Center Boulevard | United States | North Carolina | Pasquotank | Elizabeth City | 27909 | 0.86 | 0.83
183955 | 82387-11991 | HIGHWAY 17 N HAMPSTEAD | 82387 | JOINT RECRUITING PROGRAM | USACE | 15444 HIGHWAY 17 NORTH BUILDING 24-C, UNIT 2 | United States | North Carolina | Pender | Hampstead | 28443 | 0.86 | 0.83
1076 | N62688-ZG | HARVEY PT NC | N62688 | NAVSTA NORFOLK VA | NAVACT | 23511 | United States | North Carolina | Perquimans | Hertford | 23511 | 0.86 | 0.83
7080 | 37D85 | ROXBORO | 370NG | NORTH CAROLINA NATIONAL GUARD | ARGUARD | 1322 N Main ST | United States | North Carolina | Person | Roxboro | 27573 | 0.86 | 0.83
4926 | 37B35 | FARMVILLE | 370NG | NORTH CAROLINA NATIONAL GUARD | ARGUARD | 3703 N Main ST | United States | North Carolina | Pitt | Farmville | 27828 | 0.86 | 0.83
5286 | 37B80 | GREENVILLE | 370NG | NORTH CAROLINA NATIONAL GUARD | ARGUARD | Memorial DR | United States | North Carolina | Pitt | Greenville | 27834 | 0.86 | 0.83
189663 | 821819 | 1116 KATIE LANE GREENVILLE | 70132 | INDEPENDENT DUTY HOUSING PROGRAM | USACE | 1116 Katie Lane | United States | North Carolina | Pitt | Greenville | 27834 | 0.86 | 0.83
182725 | 710117 | 4051-A S MEMORIAL DRIVE GREENVILLE | 82387 | JOINT RECRUITING PROGRAM | USACE | 4051-A S MEMORIAL DRIVE | United States | North Carolina | Pitt | Greenville | 27834 | 0.86 | 0.83
182726 | 82387-11651 | E ARLINGTON BLVD GREENVILLE | 82387 | JOINT RECRUITING PROGRAM | USACE | 103 EAST ARLINGTON BLVD, UNIT 104 | United States | North Carolina | Pitt | Greenville | 27858 | 0.86 | 0.83
5290 | 37992 | WINTERVILLE (AFRC) | 01530 | 81ST RRC - ALABAMA | ARRES | 3000 Mill Street Winterville, NC 28590 | United States | North Carolina | Pitt | Greenville | 28590 | 0.86 | 0.83
4358 | 3728B | CEDAR ROCK MOUNTAIN | 37225 | FORT BRAGG | ARACT |  | United States | North Carolina | Randolph | Asheboro | 27203 | 0.86 | 0.83
185237 | 82387-11678 | E DIXIE DR ASHEBORO | 82387 | JOINT RECRUITING PROGRAM | USACE | 1437 E DIXIE DRIVE RANDOLPH MALL G-12 | United States | North Carolina | Randolph | Asheboro | 27203 | 0.86 | 0.83
3859 | 37A15 | ASHEBORO | 370NG | NORTH CAROLINA NATIONAL GUARD | ARGUARD | 1430 S Fayettevile | United States | North Carolina | Randolph | Asheboro | 27204 | 0.86 | 0.83
4859 | 3728A | ELLERBE FORT BRAGG LEASE | 37225 | FORT BRAGG | ARACT | FAA Tower 1008450 | United States | North Carolina | Richmond | Ellerbe | 28338 | 0.86 | 0.83
5333 | 37B85 | HAMLET | 370NG | NORTH CAROLINA NATIONAL GUARD | ARGUARD | Boyd Lake RD | United States | North Carolina | Richmond | Hamlet | 28345 | 0.86 | 0.83
6133 | 37450 | MCKINNEY FISH HATCHERY HOFFMAN | 37225 | FORT BRAGG | ARACT | Tract 73-B Hoffman, NC 28347 | United States | North Carolina | Richmond | Hoffman | 28347 | 0.86 | 0.83
7409 | 37808 | STANDBY MANEUVER AREA HOFFMAN | 37225 | FORT BRAGG | ARACT | 7.5 mi NE of Rockingham, 4.5 MI SW of Hoffman | United States | North Carolina | Richmond | Hoffman | 28347 | 0.86 | 0.83
4268 | 37445 | CAMP MACKALL | 37225 | FORT BRAGG | ARACT | Special Forces Way | United States | North Carolina | Richmond | Rockingham | 28373 | 0.86 | 0.83
7043 | 37D70 | ROCKINGHAM | 370NG | NORTH CAROLINA NATIONAL GUARD | ARGUARD | Rockingham RD | United States | North Carolina | Richmond | Rockingham | 28379 | 0.86 | 0.83
184381 | 82387-11657 | E BROAD AVE ROCKINGHAM | 82387 | JOINT RECRUITING PROGRAM | USACE | 801 EAST BROAD AVE AKA US HIGHWAY 74 | United States | North Carolina | Richmond | Rockingham | 28379 | 0.86 | 0.83
7540 | 37955 | THOMAS ERWIN ALLEN USARC | 01530 | 81ST RRC - ALABAMA | ARRES | 1400 Carthage Road | United States | North Carolina | Robeson | Lumberton | 28358 | 0.86 | 0.83
185410 | 82387-10938 | 5085 FAYETTEVILLE ROAD LUMBERTON | 82387 | JOINT RECRUITING PROGRAM | USACE | 5085 FAYETTEVILLE ROAD | United States | North Carolina | Robeson | Lumberton | 28358 | 0.86 | 0.83
5987 | 37C60 | LUMBERTON | 370NG | NORTH CAROLINA NATIONAL GUARD | ARGUARD | 4503 N Fayetteville | United States | North Carolina | Robeson | Lumberton | 28359 | 0.86 | 0.83
182694 | 18081-10237 | AIRPORT RD MAXTON | 18081 | ARMY MISSION SUPPORT | USACE |  | United States | North Carolina | Robeson | Maxton | 28364 | 0.86 | 0.83
6707 | 37D40 | PARKTON | 370NG | NORTH CAROLINA NATIONAL GUARD | ARGUARD | 401N Washington ST | United States | North Carolina | Robeson | Parkton | 28371 | 0.86 | 0.83
6956 | 37D55 | RED SPRINGS | 370NG | NORTH CAROLINA NATIONAL GUARD | ARGUARD | 215 Roberts ST Ext | United States | North Carolina | Robeson | Red Springs | 28377 | 0.86 | 0.83
7119 | 37D90 | SAINT PAULS | 370NG | NORTH CAROLINA NATIONAL GUARD | ARGUARD | N Old STage RD | United States | North Carolina | Robeson | St. Pauls | 28384 | 0.86 | 0.83
6975 | 37D60 | REIDSVILLE | 370NG | NORTH CAROLINA NATIONAL GUARD | ARGUARD | 292 NC HWY 65 | United States | North Carolina | Rockingham | Reidsville | 27320 | 0.86 | 0.83
183824 | 82387-10322 | 1560 FREEWAY DRIVE REIDSVILLE | 82387 | JOINT RECRUITING PROGRAM | USACE | 1560 FREEWAY DRIVE REIDSVILLE CENTRE, SUITE E | United States | North Carolina | Rockingham | Reidsville | 27320 | 0.86 | 0.83
166958 | 3700B | GOLD HILL TOWER SITE | 37225 | FORT BRAGG | ARACT | FAA tower 1041305 | United States | North Carolina | Rowan | Gold Hill | 28071 | 0.86 | 0.83
184379 | 18081-10062 | 14550 OLD BEATTY FORK GOLD HILL | 18081 | ARMY MISSION SUPPORT | USACE | 14550 Old Beatty Fork Road | United States | North Carolina | Rowan | Gold Hill | 28071 | 0.86 | 0.83
184886 | 01530-10006 | 1835 SALISBURG BLVD SALISBURY | 01530 | 81ST RRC - ALABAMA | ARRES | 1835 SALISBURG BLVD US ARMY RESERVE CTR | United States | North Carolina | Rowan | Salisbury | 28144 | 0.86 | 0.83
170834 | 01530-10001 | ARMY RESERVE CENTER SALISBURY | 01530 | 81ST RRC - ALABAMA | ARRES | 1 ARMY RESERVE CENTER ADJACENT LANDS | United States | North Carolina | Rowan | Salisbury | 28144 | 0.86 | 0.83
184885 | 82387-11333 | ARLINGTON ST SALISBURY | 82387 | JOINT RECRUITING PROGRAM | USACE | 130 ARLINGTON STREET SPACES A, B, & C | United States | North Carolina | Rowan | Salisbury | 28144 | 0.86 | 0.83
7134 | 37E00 | SALISBURY | 370NG | NORTH CAROLINA NATIONAL GUARD | ARGUARD | 1235 National Gd RD | United States | North Carolina | Rowan | Salisbury | 28147 | 0.86 | 0.83
7663 | 37980 | URIAH G LUCAS USARC | 01530 | 81ST RRC - ALABAMA | ARRES | 1835 Jake Alexander Blvd, West | United States | North Carolina | Rowan | Salisbury | 28147 | 0.86 | 0.83
4972 | 37B50 | FOREST CITY | 370NG | NORTH CAROLINA NATIONAL GUARD | ARGUARD | Withrow RD | United States | North Carolina | Rutherford | Forest City | 28043 | 0.86 | 0.83
4467 | 37A79 | CLINTON ARMORY | 370NG | NORTH CAROLINA NATIONAL GUARD | ARGUARD | 101 Armory RD | United States | North Carolina | Sampson | Clinton | 28328 | 0.86 | 0.83
183767 | 711069 | 1505 SUNSET AVENUE CLINTON | 82387 | JOINT RECRUITING PROGRAM | USACE | 1505 Sunset Avenue | United States | North Carolina | Sampson | Clinton | 28328 | 0.86 | 0.83
7065 | 37D80 | ROSEBORO | 370NG | NORTH CAROLINA NATIONAL GUARD | ARGUARD | 201 W Pleasant ST | United States | North Carolina | Sampson | Roseboro | 28382 | 0.86 | 0.83
7508 | 37A81 | TARHEEL CHALLENGE ACADEMY | 370NG | NORTH CAROLINA NATIONAL GUARD | ARGUARD | 11495 Lancaster-Chillicothe RD | United States | North Carolina | Sampson | Salemburg | 28385 | 0.86 | 0.83
5833 | 37C35 | LAURINBURG | 370NG | NORTH CAROLINA NATIONAL GUARD | ARGUARD | 1520 S Main ST | United States | North Carolina | Scotland | Laurinburg | 28352 | 0.86 | 0.83
5834 | 3728C | LAURINBURG MAXTON AIRPORT | 37225 | FORT BRAGG | ARACT | 15423 Airport Road Maxton, NC 28364 Laurinburg/Maxton Airport | United States | North Carolina | Scotland | Laurinburg | 28352 | 0.86 | 0.83
3739 | 37A10 | ALBEMARLE | 370NG | NORTH CAROLINA NATIONAL GUARD | ARGUARD | 120 College DR | United States | North Carolina | Stanly | Albemarle | 28001 | 0.86 | 0.83
5626 | 37855 | JESSE F NIVEN JR USARC | 01530 | 81ST RRC - ALABAMA | ARRES | 1816 East Main Strett | United States | North Carolina | Stanly | Albemarle | 28001 | 0.86 | 0.83
3312 | WEFM0001 | STANLY COUNTY AIRPORT SITE # 1 | FJRP | CHARLOTTE/DOUGLAS INTERNATIONAL AIRPORT | AFGUARD | 40659 AIRPORT ROAD | United States | North Carolina | Stanly | New London | 28127 | 0.86 | 0.83
4853 | 37B25 | ELKIN | 370NG | NORTH CAROLINA NATIONAL GUARD | ARGUARD | 213 W Main ST | United States | North Carolina | Surry | Elkin | 28621 | 0.86 | 0.83
6292 | 37C95 | MOUNT AIRY | 370NG | NORTH CAROLINA NATIONAL GUARD | ARGUARD | US HWY 52 N | United States | North Carolina | Surry | Mount Airy | 27030 | 0.86 | 0.83
6208 | 37885 | MILLER-DUCKETT USARC | 01530 | 81ST RRC - ALABAMA | ARRES | 306 East French Broad Street | United States | North Carolina | Transylvania | Brevard | 28712 | 0.86 | 0.83
871 | N60191-AF | PALMETTO POINT | N60191 | NAS OCEANA VA | NAVACT | 212 Main Street | United States | North Carolina | Tyrrell | Columbia | 27925 | 0.86 | 0.83
1241 | N60191-CO | COLUMBIA, NC | N60191 | NAS OCEANA VA | NAVACT |  | United States | North Carolina | Tyrrell | Columbia | 29203 | 0.86 | 0.83
189593 | 821739 | 2001 ROSEWATER LANE INDIAN TRAIL | 70132 | INDEPENDENT DUTY HOUSING PROGRAM | USACE | 2001 Rosewater Lane | United States | North Carolina | Union | Indian Trail | 28079 | 0.86 | 0.83
6242 | 37C70 | MONROE | 370NG | NORTH CAROLINA NATIONAL GUARD | ARGUARD | 700 Charles ST | United States | North Carolina | Union | Monroe | 28110 | 0.86 | 0.83
185250 | 800286 | 2410 WEST ROOSEVELT HWY 74 MONROE | 82387 | JOINT RECRUITING PROGRAM | USACE | 2410 Hwy 74 | United States | North Carolina | Union | Monroe | 28110 | 0.86 | 0.83
185248 | 710911 | 1827 DICKERSON BOULEVARD MONROE | 82387 | JOINT RECRUITING PROGRAM | USACE | 1827 DICKERSON BOULEVARD UNION SQUARE | United States | North Carolina | Union | Monroe | 28110 | 0.86 | 0.83
182727 | 710589 | 855 SOUTH BECKFORD DRIVE HENDERSON | 82387 | JOINT RECRUITING PROGRAM | USACE | 855 SOUTH BECKFORD DRIVE SUITE A | United States | North Carolina | Vance | Henderson | 27536 | 0.86 | 0.83
191269 | 37D51 | CARY STOREFRONT RECRUITING | 370NG | NORTH CAROLINA NATIONAL GUARD | ARGUARD |  | United States | North Carolina | Wake | Cary | 27511 | 0.86 | 0.83
182736 | 82387-13337 | WALNUT ST CARY | 82387 | JOINT RECRUITING PROGRAM | USACE | 1105 WALNUT ST SPACE Q6612(CARY TOWNE CTR) | United States | North Carolina | Wake | Cary | 27511 | 0.86 | 0.83
190520 | 822785 | 308 SWORDGATE DRIVE CARY | 70132 | INDEPENDENT DUTY HOUSING PROGRAM | USACE | 308 Swordgate Drive | United States | North Carolina | Wake | Cary | 27512 | 0.86 | 0.83
190581 | 822913 | 1111 BROOKHILL WAY CARY | 70132 | INDEPENDENT DUTY HOUSING PROGRAM | USACE | 1111 Brookhill Way | United States | North Carolina | Wake | Cary | 27519 | 0.86 | 0.83
190757 | 823105 | 350 EUPHORIA CIRCLE CARY | 70132 | INDEPENDENT DUTY HOUSING PROGRAM | USACE | 350 Euphoria Circle | United States | North Carolina | Wake | Cary | 27519 | 0.86 | 0.83
191013 | 823468 | 248 LINDEN PARK LANE CARY | 70132 | INDEPENDENT DUTY HOUSING PROGRAM | USACE | 248 Linden Park Lane | United States | North Carolina | Wake | Cary | 27519 | 0.86 | 0.83
3828 | 37967 | SPC DANIEL L. ELLIOTT USARC | 01530 | 81ST RRC - ALABAMA | ARRES | NORTH CAROLINA HIGHWAY 55 | United States | North Carolina | Wake | Cary | 27602 | 0.86 | 0.83
183951 | 710420 | 2562 TIMBER DRIVE GARNER | 82387 | JOINT RECRUITING PROGRAM | USACE | 2562 TIMBER DRIVE | United States | North Carolina | Wake | Garner | 27529 | 0.86 | 0.83
189413 | 37062 | KNIGHTDALE USARC | 01530 | 81ST RRC - ALABAMA | ARRES |  | United States | North Carolina | Wake | Knightdale | 27545 | 0.86 | 0.83
6280 | 37C90 | MORRISVILLE | 370NG | NORTH CAROLINA NATIONAL GUARD | ARGUARD | National Guard DR | United States | North Carolina | Wake | Morrisville | 27560 | 0.86 | 0.83
190384 | 822970 | 502 FOUNDERS WALK DRIVE MORRISVILLE | 70132 | INDEPENDENT DUTY HOUSING PROGRAM | USACE | 502 Founders Walk Drive | United States | North Carolina | Wake | Morrisville | 27560 | 0.86 | 0.83
190845 | 823241 | 815 KEYSTONE PARK DR. MORRISVILLE | 70132 | INDEPENDENT DUTY HOUSING PROGRAM | USACE | 815 Keystone Park Drive | United States | North Carolina | Wake | Morrisville | 27560 | 0.86 | 0.83
191109 | 823641 | 100 FOUNDERS WALK DR MORRISVILLE | 70132 | INDEPENDENT DUTY HOUSING PROGRAM | USACE | 100 Founders Walk Drive | United States | North Carolina | Wake | Morrisville | 27560 | 0.86 | 0.83
184679 | 82387-11445 | CALVARY DR RALEIGH | 82387 | JOINT RECRUITING PROGRAM | USACE | 3136 CALVARY DRIVE CAPITOL COMMONS, 101 | United States | North Carolina | Wake | Raleigh | 27604 | 0.86 | 0.83
184686 | 82387-12011 | 3000 HIGHWOODS BLVD RALEIGH | 82387 | JOINT RECRUITING PROGRAM | USACE | 3000 HIGHWOODS BLVD, SUITE 316 LEATHERWOOD BUILDING | United States | North Carolina | Wake | Raleigh | 27604 | 0.86 | 0.83
184687 | 82387-10703 | 3117 POPLARWOOD CT RALEIGH | 82387 | JOINT RECRUITING PROGRAM | USACE | 3117 POPLARWOOD CT CYPRESS BLDG | United States | North Carolina | Wake | Raleigh | 27604 | 0.86 | 0.83
191511 | 824060 | 5217 HOLLY RIDGE FARM RD RALEIGH | 70132 | INDEPENDENT DUTY HOUSING PROGRAM | USACE | 5217 Holly Ridge Farm Road | United States | North Carolina | Wake | Raleigh | 27605 | 0.86 | 0.83
184678 | 82387-11183 | 801 OBERLIN ROAD RALEIGH | 82387 | JOINT RECRUITING PROGRAM | USACE | 801 OBERLIN ROAD SUITE 100 | United States | North Carolina | Wake | Raleigh | 27605 | 0.86 | 0.83
185833 | 82387-12575 | OBERLIN RD RALEIGH | 82387 | JOINT RECRUITING PROGRAM | USACE | 505 OBERLIN ROAD SUITE 151 | United States | North Carolina | Wake | Raleigh | 27605 | 0.86 | 0.83
1191 | N60191-RA | NAVOPSPTCEN RALEIGH NC | N60191 | NAS OCEANA VA | NAVACT | 2725 Western Boulevard | United States | North Carolina | Wake | Raleigh | 27606 | 0.86 | 0.83
6930 | 37D50 | RALEIGH | 370NG | NORTH CAROLINA NATIONAL GUARD | ARGUARD | 4105 Reedy Creek | United States | North Carolina | Wake | Raleigh | 27607 | 0.86 | 0.83
184682 | 710604 | 4030 WAKE FOREST RD RALEIGH | 82387 | JOINT RECRUITING PROGRAM | USACE | 4030 WAKE FOREST RD SUITES 201 & 205 | United States | North Carolina | Wake | Raleigh | 27609 | 0.86 | 0.83
184684 | 82387-11366 | BARRETT DR RALEIGH | 82387 | JOINT RECRUITING PROGRAM | USACE | 3901 BARRETT DRIVE SUITE 207 | United States | North Carolina | Wake | Raleigh | 27609 | 0.86 | 0.83
190383 | 703040 | 5000 FALLS OF NEUSE RALEIGH | 82387 | JOINT RECRUITING PROGRAM | USACE | 5000 FALLS OF NEUSE RD, STES 402 & 404 | United States | North Carolina | Wake | Raleigh | 27609 | 0.86 | 0.83
190865 | 823039 | 3128 LA COSTA WAY RALEIGH | 70132 | INDEPENDENT DUTY HOUSING PROGRAM | USACE | 3128 La Costa Way | United States | North Carolina | Wake | Raleigh | 27610 | 0.86 | 0.83
184688 | 01530-10010 | 2710 GARNER ROAD RALEIGH | 01530 | 81ST RRC - ALABAMA | ARRES | 2710 GARNER ROAD | United States | North Carolina | Wake | Raleigh | 27610 | 0.86 | 0.83
189015 | 821181 | 1100 CORPORATION PARKWAY RALEIGH | 82387 | JOINT RECRUITING PROGRAM | USACE | 1100-116 CORPORATION PARKWAY (UNIT Q) | United States | North Carolina | Wake | Raleigh | 27610 | 0.86 | 0.83
186076 | 711219 | 12371 HONEYCHURCH ST. RALEIGH | 70132 | INDEPENDENT DUTY HOUSING PROGRAM | USACE | 12371 Honeychurch St. | United States | North Carolina | Wake | Raleigh | 27614 | 0.86 | 0.83
6667 | 37965 | OTIS GRAY RUCKER JR USARC | 01530 | 81ST RRC - ALABAMA | ARRES |  | United States | North Carolina | Wake | Raleigh | 27695 | 0.86 | 0.83
190360 | 822412 | 398 PEASLAKE COURT ROLESVILLE | 70132 | INDEPENDENT DUTY HOUSING PROGRAM | USACE | 398 Peaslake Court | United States | North Carolina | Wake | Rolesville | 27571 | 0.86 | 0.83
182386 | 82387-12136 | LIGON MILL RD WAKE FOREST | 82387 | JOINT RECRUITING PROGRAM | USACE | 10427 LIGON MILL ROAD | United States | North Carolina | Wake | Wake Forest | 27587 | 0.86 | 0.83
4025 | 37966 | BG JAMES MOORE USARC | 01530 | 81ST RRC - ALABAMA | ARRES | 2017 West Garner Road | United States | North Carolina | Wake | Wendell | 27529 | 0.86 | 0.83
301 | N60191-WA | WASHINGTON COUNTY, NC | N60191 | NAS OCEANA VA | NAVACT | 116 Adams Street | United States | North Carolina | Washington | Plymouth | 27962 | 0.86 | 0.83
4096 | 37A45 | BOONE | 370NG | NORTH CAROLINA NATIONAL GUARD | ARGUARD | Hunting Lane | United States | North Carolina | Watauga | Boone | 28607 | 0.86 | 0.83
5100 | 37B60 | FREMONT | 370NG | NORTH CAROLINA NATIONAL GUARD | ARGUARD | E Pipkin ST | United States | North Carolina | Wayne | Fremont | 27830 | 0.83 | 0.81
5226 | 37B71 | GOLDSBORO ARMORY | 370NG | NORTH CAROLINA NATIONAL GUARD | ARGUARD | 200 N William ST | United States | North Carolina | Wayne | Goldsboro | 27530 | 0.83 | 0.81
184711 | 82387-12617 | PARKWAY DR GOLDSBORO | 82387 | JOINT RECRUITING PROGRAM | USACE | 1310 PARKWAY DRIVE SUITES F1, F2, G, & H | United States | North Carolina | Wayne | Goldsboro | 27534 | 0.83 | 0.81
184712 | 82387-12343 | N BERKELEY BLVD GOLDSBORO | 82387 | JOINT RECRUITING PROGRAM | USACE | 808 N BERKELEY BLVD SUITE C | United States | North Carolina | Wayne | Goldsboro | 27534 | 0.83 | 0.81
6294 | 37D00 | MOUNT OLIVE | 370NG | NORTH CAROLINA NATIONAL GUARD | ARGUARD | Witherington ST | United States | North Carolina | Wayne | Mount Olive | 28365 | 0.83 | 0.81
3268 | VKAG0001 | SEYMOUR JOHNSON AIR FORCE BS SITE # 1 | VKAG | SEYMOUR JOHNSON AIR FORCE BS | AFACT | 109 Peterson Avenue | United States | North Carolina | Wayne | Seymour Johnson AFB | 27531 | 0.83 | 0.81
3061 | RMKF0001 | NEUSE MIDDLE MARKER ANNEX SITE # 1 | VKAG | SEYMOUR JOHNSON AIR FORCE BS | AFACT | 109 Peterson Avenue (RMKF) | United States | North Carolina | Wayne | Unknown | 27531 | 0.83 | 0.81
3324 | WLUH0001 | SUMMERALL TACAN ANNEX SITE # 1 | VKAG | SEYMOUR JOHNSON AIR FORCE BS | AFACT | 109 Peterson Avenue (WLUH) | United States | North Carolina | Wayne | Unknown | 27531 | 0.83 | 0.81
3246 | UZJM0001 | SAULSTON ANNEX SITE # 1 | VKAG | SEYMOUR JOHNSON AIR FORCE BS | AFACT | Saulston Road | United States | North Carolina | Wayne | Unknown | 27863 | 0.83 | 0.81
6346 | 37D25 | N. WILKESBORO | 370NG | NORTH CAROLINA NATIONAL GUARD | ARGUARD | 191 Armory RD | United States | North Carolina | Wilkes | North Wilkesboro | 28659 | 0.86 | 0.83
182709 | 82387-10207 | 1301 WESTWOOD LANE WILKESBORO | 82387 | JOINT RECRUITING PROGRAM | USACE | 1301 WESTWOOD LANE WESTFIELD VILLAGE, SUITE 6 | United States | North Carolina | Wilkes | Wilkesboro | 28697 | 0.86 | 0.83
185938 | 800762 | FOREST HILLS WILSON | 82387 | JOINT RECRUITING PROGRAM | USACE | Forest Hills Road | United States | North Carolina | Wilson | Wilson | 27893 | 0.86 | 0.83
185562 | 01530-10009 | 2200 AIRPORT ROAD WILSON | 01530 | 81ST RRC - ALABAMA | ARRES | 2200 AIRPORT ROAD US ARMY RESERVE CTR | United States | North Carolina | Wilson | Wilson | 27893 | 0.86 | 0.83
7930 | 37987 | WILSON USARC | 01530 | 81ST RRC - ALABAMA | ARRES | 4300 Airport Drive, NW | United States | North Carolina | Wilson | Wilson | 27896 | 0.86 | 0.83
5434 | 38A95 | HETTINGER ARMORY | 380NG | NORTH DAKOTA NATIONAL GUARD | ARGUARD | 1207 4th AVE S | United States | North Dakota | Adams | Hettinger | 58639 | 1.12 | 1.11
7625 | 38B75 | TS VALLEY CTY AKA CAMP DAVIS | 380NG | NORTH DAKOTA NATIONAL GUARD | ARGUARD | 149 3rd ST NE | United States | North Dakota | Barnes | Valley City | 58072 | 1.12 | 1.11
7693 | 38B65 | VALLEY CITY ARMORY | 380NG | NORTH DAKOTA NATIONAL GUARD | ARGUARD | 850 Airport RD | United States | North Dakota | Barnes | Valley City | 58072 | 1.12 | 1.11
7694 | 38B70 | VALLEY CITY FMS | 380NG | NORTH DAKOTA NATIONAL GUARD | ARGUARD | 1502 Linwood AVE | United States | North Dakota | Barnes | Valley City | 58072 | 1.12 | 1.11
191469 | 38B71 | VALLEY CITY COMPLEX | 380NG | NORTH DAKOTA NATIONAL GUARD | ARGUARD |  | United States | North Dakota | Barnes | Valley City | 58072 | 1.12 | 1.11
2994 | QKDP0001 | MINOT AF MISSILE SITE O1 SITE # 1 | QJVF | MINOT AFB | AFACT | 2 97th Street Northwest | United States | North Dakota | Bottineau | Antler | 58711 | 1.12 | 1.11
2995 | QKDQ0001 | MINOT AF MISSILE SITE O2 SITE # 1 | QJVF | MINOT AFB | AFACT | 1 107th Street Northwest | United States | North Dakota | Bottineau | Antler | 58711 | 1.12 | 1.11
2996 | QKDR0001 | MINOT AF MISSILE SITE O3 SITE # 1 | QJVF | MINOT AFB | AFACT | 1 23rd Avenue Northwest | United States | North Dakota | Bottineau | Antler | 58711 | 1.12 | 1.11
3002 | QKDX0001 | MINOT AF MISSILE SITE O9 SITE # 1 | QJVF | MINOT AFB | AFACT | 2 33rd Avenue Northwest | United States | North Dakota | Bottineau | Antler | 58711 | 1.12 | 1.11
3003 | QKDY0001 | MINOT AF MISSILE SITE O10 SITE # 1 | QJVF | MINOT AFB | AFACT | 1 30th Avenue Northwest | United States | North Dakota | Bottineau | Antler | 58711 | 1.12 | 1.11
3004 | QKDZ0001 | MINOT AF MISSILE SITE O11 SITE # 1 | QJVF | MINOT AFB | AFACT | 1 North Dakota Highway 256 | United States | North Dakota | Bottineau | Antler | 58711 | 1.12 | 1.11
4108 | 38A20 | BOTTINEAU ARMORY | 380NG | NORTH DAKOTA NATIONAL GUARD | ARGUARD | 115 West 6th Street | United States | North Dakota | Bottineau | Bottineau | 58318 | 1.12 | 1.11
2987 | QKDF0001 | MINOT AF MISSILE SITE N5 SITE # 1 | QJVF | MINOT AFB | AFACT | 1 88th Street Northwest | United States | North Dakota | Bottineau | Lansford | 58750 | 1.12 | 1.11
2999 | QKDU0001 | MINOT AF MISSILE SITE O6 SITE # 1 | QJVF | MINOT AFB | AFACT | 7 US Highway 83 | United States | North Dakota | Bottineau | Lansford | 58750 | 1.12 | 1.11
2997 | QKDS0001 | MINOT AF MISSILE SITE O4 SITE # 1 | QJVF | MINOT AFB | AFACT | 1 Bottineau County Road 17A | United States | North Dakota | Bottineau | Maxbass | 58760 | 1.12 | 1.11
2998 | QKDT0001 | MINOT AF MISSILE SITE O5 SITE # 1 | QJVF | MINOT AFB | AFACT | 2 North Dakota Highway 5 | United States | North Dakota | Bottineau | Maxbass | 58760 | 1.12 | 1.11
3001 | QKDW0001 | MINOT AF MISSILE SITE O8 SITE # 1 | QJVF | MINOT AFB | AFACT | 3 97th Street Northwest | United States | North Dakota | Bottineau | Unknown | 58711 | 1.12 | 1.11
2986 | QKDE0001 | MINOT AF MISSILE SITE N4 SITE # 1 | QJVF | MINOT AFB | AFACT | 11 Bottineau County Road 5 | United States | North Dakota | Bottineau | Unknown | 58750 | 1.12 | 1.11
3000 | QKDV0001 | MINOT AF MISSILE SITE O7 SITE # 1 | QJVF | MINOT AFB | AFACT | 3 North Dakota Highway 5 | United States | North Dakota | Bottineau | Unknown | 58750 | 1.12 | 1.11
2961 | QKBN0001 | MINOT AF MISSILE SITE L1 SITE # 1 | QJVF | MINOT AFB | AFACT | 6 North Dakota Highway 8 | United States | North Dakota | Burke | Bowbells | 58721 | 1.12 | 1.11
2963 | QKBQ0001 | MINOT AF MISSILE SITE L3 SITE # 1 | QJVF | MINOT AFB | AFACT | US Highway 52 | United States | North Dakota | Burke | Bowbells | 58721 | 1.12 | 1.11
2964 | QKBR0001 | MINOT AF MISSILE SITE L4 SITE # 1 | QJVF | MINOT AFB | AFACT | 6 US Highway 52 | United States | North Dakota | Burke | Bowbells | 58721 | 1.12 | 1.11
2966 | QKBT0001 | MINOT AF MISSILE SITE L6 SITE # 1 | QJVF | MINOT AFB | AFACT | 1 91st Street Northwest | United States | North Dakota | Burke | Bowbells | 58721 | 1.12 | 1.11
2967 | QKBU0001 | MINOT AF MISSILE SITE L7 SITE # 1 | QJVF | MINOT AFB | AFACT | 8 North Dakota Highway 8 | United States | North Dakota | Burke | Coteau | 58721 | 1.12 | 1.11
2968 | QKBV0001 | MINOT AF MISSILE SITE L8 SITE # 1 | QJVF | MINOT AFB | AFACT | 1 79th Avenue Northwest | United States | North Dakota | Burke | Coteau | 58721 | 1.12 | 1.11
2969 | QKBW0001 | MINOT AF MISSILE SITE L9 SITE # 1 | QJVF | MINOT AFB | AFACT | 1 97th Street Northwest | United States | North Dakota | Burke | Coteau | 58721 | 1.12 | 1.11
2970 | QKBX0001 | MINOT AF MISSILE SITE L10 SITE # 1 | QJVF | MINOT AFB | AFACT | 7 US Highway 52 | United States | North Dakota | Burke | Flaxton | 58737 | 1.12 | 1.11
2971 | QKBY0001 | MINOT AF MISSILE SITE L11 SITE # 1 | QJVF | MINOT AFB | AFACT | 8 US Highway 52 | United States | North Dakota | Burke | Flaxton | 58737 | 1.12 | 1.11
2962 | QKBP0001 | MINOT AF MISSILE SITE L2 SITE # 1 | QJVF | MINOT AFB | AFACT | 7 Burke County Road 8 | United States | North Dakota | Burke | Northgate | 58737 | 1.12 | 1.11
4053 | 38A11 | BISMARCK RJB COMPLEX | 380NG | NORTH DAKOTA NATIONAL GUARD | ARGUARD | 4200 E Divide AVE | United States | North Dakota | Burleigh | Bismarck | 58501 | 1.12 | 1.11
184441 | 82387-13359 | WEST FRONT AVENUE BISMARCK | 82387 | JOINT RECRUITING PROGRAM | USACE | 240 WEST FRONT AVENUE UPFRONT PLAZA MALL | United States | North Dakota | Burleigh | Bismarck | 58501 | 1.12 | 1.11
170238 | 38230 | BISMARCK SFRO | 380NG | NORTH DAKOTA NATIONAL GUARD | ARGUARD |  | United States | North Dakota | Burleigh | Bismarck | 58503 | 1.12 | 1.11
4050 | 38A12 | BISMARCK - CST LEASE | 380NG | NORTH DAKOTA NATIONAL GUARD | ARGUARD | 1850 E Bismarck ExpresSWay | United States | North Dakota | Burleigh | Bismarck | 58504 | 1.12 | 1.11
4051 | 38A15 | BISMARCK AASF COMPLEX | 380NG | NORTH DAKOTA NATIONAL GUARD | ARGUARD | 3410 Yegen RD | United States | North Dakota | Burleigh | Bismarck | 58504 | 1.12 | 1.11
4052 | 38A10 | BISMARCK FRAINE BARRACKS | 380NG | NORTH DAKOTA NATIONAL GUARD | ARGUARD | Fraine Barracks RD | United States | North Dakota | Burleigh | Bismarck | 58504 | 1.12 | 1.11
5877 | 38525 | LEWIS AND CLARK USAR CENTER | 27864 | 88TH RRC - MINNESOTA | ARRES | 3319 University Drive | United States | North Dakota | Burleigh | Bismarck | 58504 | 1.12 | 1.11
190411 | 820918 | 706 KIRKWOOD MALL BISMARCK | 82387 | JOINT RECRUITING PROGRAM | USACE | 706 Kirkwood Mall | United States | North Dakota | Burleigh | Bismarck | 58504 | 1.12 | 1.11
2342 | KKGA0001 | HECTOR IAP SITE # 1 | KKGA | HECTOR IAP | AFGUARD | 1400 28th Avenue North | United States | North Dakota | Cass | Fargo | 58102 | 1.12 | 1.11
4662 | 38600 | DAVID F JOHNSON AFRC | 27864 | 88TH RRC - MINNESOTA | ARRES | 1610 23rd Avenue North | United States | North Dakota | Cass | Fargo | 58102 | 1.12 | 1.11
4918 | 38A61 | FARGO AFRC | 380NG | NORTH DAKOTA NATIONAL GUARD | ARGUARD | 3920 31St ST N | United States | North Dakota | Cass | Fargo | 58102 | 1.12 | 1.11
169993 | 38394 | FARGO LEASED FACILITY | 380NG | NORTH DAKOTA NATIONAL GUARD | ARGUARD |  | United States | North Dakota | Cass | Fargo | 58102 | 1.12 | 1.11
170813 | 38341 | FARGO SFRO | 380NG | NORTH DAKOTA NATIONAL GUARD | ARGUARD |  | United States | North Dakota | Cass | Fargo | 58102 | 1.12 | 1.11
170814 | 38226 | FARGO STORAGE BUILDING | 380NG | NORTH DAKOTA NATIONAL GUARD | ARGUARD |  | United States | North Dakota | Cass | Fargo | 58102 | 1.12 | 1.11
190798 | 38A64 | AASF #2 | 380NG | NORTH DAKOTA NATIONAL GUARD | ARGUARD |  | United States | North Dakota | Cass | Fargo | 58102 | 1.12 | 1.11
191674 | 824068 | 1142 NORTH 17TH STREET FARGO | 82387 | JOINT RECRUITING PROGRAM | USACE | 1142 North 17th Street | United States | North Dakota | Cass | Fargo | 58102 | 1.12 | 1.11
182695 | 710640 | 225 4TH AVE N FARGO | 66155 |  | USACE | 225 4TH AVE N | United States | North Dakota | Cass | Fargo | 58102 | 1.12 | 1.11
182696 | 82387-11419 | BROADWAY FARGO | 82387 | JOINT RECRUITING PROGRAM | USACE | 412 BROADWAY SUITE #4 | United States | North Dakota | Cass | Fargo | 58102 | 1.12 | 1.11
182697 | 82387-10873 | 43RD ST S FARGO | 82387 | JOINT RECRUITING PROGRAM | USACE | 1102 43RD ST S | United States | North Dakota | Cass | Fargo | 58103 | 1.12 | 1.11
190640 | 822896 | 3641 POLK STREET FARGO | 70132 | INDEPENDENT DUTY HOUSING PROGRAM | USACE | 3641 Polk Street | United States | North Dakota | Cass | Fargo | 58103 | 1.12 | 1.11
191631 | 824204 | 1801 S 45TH STREET FARGO | 82387 | JOINT RECRUITING PROGRAM | USACE | 1801 S 45th Street | United States | North Dakota | Cass | Fargo | 58103 | 1.12 | 1.11
189919 | 821982 | 4767 38TH AVENUE SOUTH FARGO | 70132 | INDEPENDENT DUTY HOUSING PROGRAM | USACE | 4767 38th Avenue South | United States | North Dakota | Cass | Fargo | 58104 | 1.12 | 1.11
4919 | 38A63 | FARGO FMS | 380NG | NORTH DAKOTA NATIONAL GUARD | ARGUARD | 3917 31St ST Nw | United States | North Dakota | Cass | Fargo | 58105 | 1.12 | 1.11
191176 | 700291 | 3902 13TH AVENUE SOUTH FARGO | 82387 | JOINT RECRUITING PROGRAM | USACE | 3902 13TH AVENUE SOUTH SPACE NOS. 621&622 | United States | North Dakota | Cass | Fargo | 58106 | 1.12 | 1.11
187913 | 810098 | 4537 NEWPORT LANE WEST FARGO | 70132 | INDEPENDENT DUTY HOUSING PROGRAM | USACE | 4537 Newport Lane | United States | North Dakota | Cass | West Fargo | 58078 | 1.12 | 1.11
191305 | 823835 | 1354 WESTPORT BEACH WAY WEST FARGO | 70132 | INDEPENDENT DUTY HOUSING PROGRAM | USACE | 1354 Westport Beach Way | United States | North Dakota | Cass | West Fargo | 58078 | 1.12 | 1.11
3602 | 38523 | MICKELSEN STANLEY R SFG RSL 2 | 55425 | FORT MCCOY | ARRES | RSL 2, SE Cavalier | United States | North Dakota | Cavalier | Langdon | 58249 | 1.12 | 1.11
3603 | 38524 | MICKELSEN STANLEY R SFG RSL 3 | 55425 | FORT MCCOY | ARRES | RSL 3, NW Cavalier | United States | North Dakota | Cavalier | Nekoma | 58262 | 1.12 | 1.11
3599 | 38522 | MICKELSEN STANLEY R SFG MSR | 55425 | FORT MCCOY | ARRES | MSR, N Cavalier 2 | United States | North Dakota | Cavalier | Nekoma | 58355 | 1.12 | 1.11
6589 | 38B55 | OAKES ARMORY | 380NG | NORTH DAKOTA NATIONAL GUARD | ARGUARD | 124 S 5th ST | United States | North Dakota | Dickey | Oakes | 58474 | 1.12 | 1.11
184631 | 18081-10466 | OAHE DAME/LAKE OAHE STRASBURG | 18081 | ARMY MISSION SUPPORT | USACE | OAHE DAME/LAKE OAHE STRASBERG RADIO SITE | United States | North Dakota | Emmons | Strasburg | 58573 | 1.12 | 1.11
4329 | 38A30 | CARRINGTON ARMORY | 380NG | NORTH DAKOTA NATIONAL GUARD | ARGUARD | 1000 N 1St ST | United States | North Dakota | Foster | Carrington | 58421 | 1.12 | 1.11
5243 | 38685 | GRAND FORKS ARMORY | 380NG | NORTH DAKOTA NATIONAL GUARD | ARGUARD | 1501 S 48th ST | United States | North Dakota | Grand Forks | Grand Forks | 58201 | 1.08 | 1.07
5244 | 38A85 | GRAND FORKS COMPLEX | 380NG | NORTH DAKOTA NATIONAL GUARD | ARGUARD | 1511 S 48th ST | United States | North Dakota | Grand Forks | Grand Forks | 58201 | 1.08 | 1.07
170817 | 38605 | GRAND FORKS SFRO | 380NG | NORTH DAKOTA NATIONAL GUARD | ARGUARD |  | United States | North Dakota | Grand Forks | Grand Forks | 58201 | 1.12 | 1.11
185565 | 82387-12787 | S COLUMBIA RD GRAND FORKS | 82387 | JOINT RECRUITING PROGRAM | USACE | 2550 S. COLUMBIA RD. BEST PLZ SHPNG CNTR | United States | North Dakota | Grand Forks | Grand Forks | 58201 | 1.08 | 1.07
2138 | JFSE0001 | GRAND FORKS DEFENSE FUEL SUPPORT POINT SITE # 1 | JFSD | GRAND FORKS AFB | AFACT | 4128 North 27th Avenue JFSE | United States | North Dakota | Grand Forks | Grand Forks | 58203 | 1.1 | 1.09
4864 | 38650 | ELTON W RINGSAK USAR CENTER | 27864 | 88TH RRC - MINNESOTA | ARRES | 520 N 47th Street | United States | North Dakota | Grand Forks | Grand Forks | 58203 | 1.08 | 1.07
185563 | 380NG-10001 | LOT A BLOCK 1 GRAND FORKS | 380NG | NORTH DAKOTA NATIONAL GUARD | ARGUARD | LOT A BLOCK 1 INDUSTRIAL SUBDIV 5 | United States | North Dakota | Grand Forks | Grand Forks | 58206 | 1.08 | 1.07
2137 | JFSD0001 | GRAND FORKS AFB SITE # 1 | JFSD | GRAND FORKS AFB | AFACT | 78 Steen Boulevard | United States | North Dakota | Grand Forks | Grand Forks AFB | 58205 | 1.1 | 1.09
2304 | JGAP0001 | GRAND FORKS RADIO RELAY ANNEX NO 4 SITE # 1 | JFSD | GRAND FORKS AFB | AFACT | 525 TUSKEGEE AIRMEN BLVD JGAP | United States | North Dakota | Grand Forks | Grand Forks AFB | 58205 | 1.1 | 1.09
2306 | JGAR0001 | GRAND FORKS WASTE ANNEX SITE # 1 | JFSD | GRAND FORKS AFB | AFACT | 525 TUSKEGEE AIRMEN BLVD JGAR | United States | North Dakota | Grand Forks | Grand Forks AFB | 58205 | 1.1 | 1.09
6288 | 38B45 | MOTT ARMORY | 380NG | NORTH DAKOTA NATIONAL GUARD | ARGUARD | 107 Brown AVE | United States | North Dakota | Hettinger | Mott | 58646 | 1.12 | 1.11
6289 | 38B50 | MOTT FMS | 380NG | NORTH DAKOTA NATIONAL GUARD | ARGUARD | 205 E 1St ST | United States | North Dakota | Hettinger | Mott | 58646 | 1.12 | 1.11
707 | N68967-LR | LAMOURE ND REMOTE SITE | N68967 | NAVSTA EVERETT WA | NAVACT | 58431 | United States | North Dakota | LaMoure | Dickey | 58431 | 1.12 | 1.11
4819 | 38A55 | EDGELEY ARMORY | 380NG | NORTH DAKOTA NATIONAL GUARD | ARGUARD | 508 1st AVE | United States | North Dakota | LaMoure | Edgeley | 58433 | 1.12 | 1.11
948 | N68967-LM | LAMOURE ND | N68967 | NAVSTA EVERETT WA | NAVACT | 7290 99th Avenue Southeast | United States | North Dakota | LaMoure | La Moure | 58458 | 1.12 | 1.11
2840 | QJWM0001 | MINOT AF MISSILE SITE A1 SITE # 1 | QJVF | MINOT AFB | AFACT | 1 Old US Highway 52 | United States | North Dakota | McHenry | Balfour | 58712 | 1.12 | 1.11
2843 | QJWQ0001 | MINOT AF MISSILE SITE A4 SITE # 1 | QJVF | MINOT AFB | AFACT | 3 Old US Highway 52 | United States | North Dakota | McHenry | Balfour | 58712 | 1.12 | 1.11
1655 | FDGJ0001 | DEERING NEXT GENERATION WEATHER SITE SITE # 1 | QJVF | MINOT AFB | AFACT | McHenry County Route 8 | United States | North Dakota | McHenry | Deering | 58731 | 1.12 | 1.11
2841 | QJWN0001 | MINOT AF MISSILE SITE A2 SITE # 1 | QJVF | MINOT AFB | AFACT | 1 North Dakota Highway 14 | United States | North Dakota | McHenry | Drake | 58736 | 1.12 | 1.11
2842 | QJWP0001 | MINOT AF MISSILE SITE A3 SITE # 1 | QJVF | MINOT AFB | AFACT | 2 Old US Highway 52 | United States | North Dakota | McHenry | Drake | 58736 | 1.12 | 1.11
2844 | QJWR0001 | MINOT AF MISSILE SITE A5 SITE # 1 | QJVF | MINOT AFB | AFACT | 4 Old US Highway 52 | United States | North Dakota | McHenry | Drake | 58736 | 1.12 | 1.11
2848 | QJWV0001 | MINOT AF MISSILE SITE A9 SITE # 1 | QJVF | MINOT AFB | AFACT | 1 McHenry County Route 7 | United States | North Dakota | McHenry | Karlsruhe | 58744 | 1.12 | 1.11
2849 | QJWW0001 | MINOT AF MISSILE SITE A10 SITE # 1 | QJVF | MINOT AFB | AFACT | 2 McHenry County Route 7 | United States | North Dakota | McHenry | Karlsruhe | 58744 | 1.12 | 1.11
2850 | QJWX0001 | MINOT AF MISSILE SITE A11 SITE # 1 | QJVF | MINOT AFB | AFACT | 1 North 43rd Street | United States | North Dakota | McHenry | Karlsruhe | 58744 | 1.12 | 1.11
2846 | QJWT0001 | MINOT AF MISSILE SITE A7 SITE # 1 | QJVF | MINOT AFB | AFACT | 1 Central Avenue | United States | North Dakota | McHenry | Kief | 58747 | 1.12 | 1.11
2847 | QJWU0001 | MINOT AF MISSILE SITE A8 SITE # 1 | QJVF | MINOT AFB | AFACT | 1 McHenry County Route 33 | United States | North Dakota | McHenry | Unknown | 58747 | 1.12 | 1.11
2851 | QJWY0001 | MINOT AF MISSILE SITE B1 SITE # 1 | QJVF | MINOT AFB | AFACT | 1 North Dakota Highway 41 | United States | North Dakota | McHenry | Unknown | 58778 | 1.12 | 1.11
2856 | QJXD0001 | MINOT AF MISSILE SITE B6 SITE # 1 | QJVF | MINOT AFB | AFACT | 3 North 11th Avenue | United States | North Dakota | McHenry | Unknown | 58792 | 1.12 | 1.11
2852 | QJWZ0001 | MINOT AF MISSILE SITE B2 SITE # 1 | QJVF | MINOT AFB | AFACT | 1 North 12th Avenue | United States | North Dakota | McHenry | Velva | 58778 | 1.12 | 1.11
2861 | QJXJ0001 | MINOT AF MISSILE SITE B11 SITE # 1 | QJVF | MINOT AFB | AFACT | 3 North Dakota Highway 41 | United States | North Dakota | McHenry | Velva | 58790 | 1.12 | 1.11
2853 | QJXA0001 | MINOT AF MISSILE SITE B3 SITE # 1 | QJVF | MINOT AFB | AFACT | 1 McHenry County Route 2540 | United States | North Dakota | McHenry | Voltaire | 58792 | 1.12 | 1.11
2854 | QJXB0001 | MINOT AF MISSILE SITE B4 SITE # 1 | QJVF | MINOT AFB | AFACT | 1 North 11th Avenue | United States | North Dakota | McHenry | Voltaire | 58792 | 1.12 | 1.11
2855 | QJXC0001 | MINOT AF MISSILE SITE B5 SITE # 1 | QJVF | MINOT AFB | AFACT | 2 North 11th Avenue | United States | North Dakota | McHenry | Voltaire | 58792 | 1.12 | 1.11
7950 | 38B95 | WISHEK ARMORY | 380NG | NORTH DAKOTA NATIONAL GUARD | ARGUARD | 1 Armory Road | United States | North Dakota | McIntosh | Wishek | 58495 | 1.12 | 1.11
2862 | QJXK0001 | MINOT AF MISSILE SITE C1 SITE # 1 | QJVF | MINOT AFB | AFACT | 1 McLean County Route 6 | United States | North Dakota | McLean | Benedict | 58716 | 1.12 | 1.11
2870 | QJXT0001 | MINOT AF MISSILE SITE C9 SITE # 1 | QJVF | MINOT AFB | AFACT | 2 McLean County Route 8 | United States | North Dakota | McLean | Benedict | 58716 | 1.12 | 1.11
2871 | QJXU0001 | MINOT AF MISSILE SITE C10 SITE # 1 | QJVF | MINOT AFB | AFACT | 6 McLean County Route 23 | United States | North Dakota | McLean | Benedict | 58716 | 1.12 | 1.11
2872 | QJXV0001 | MINOT AF MISSILE SITE C11 SITE # 1 | QJVF | MINOT AFB | AFACT | 2North Dakota Highway 53 | United States | North Dakota | McLean | Benedict | 58716 | 1.12 | 1.11
2868 | QJXR0001 | MINOT AF MISSILE SITE C7 SITE # 1 | QJVF | MINOT AFB | AFACT | 4 McLean County Route 23 | United States | North Dakota | McLean | Coleharbor | 58531 | 1.12 | 1.11
2869 | QJXS0001 | MINOT AF MISSILE SITE C8 SITE # 1 | QJVF | MINOT AFB | AFACT | 5 McLean County Route 23 | United States | North Dakota | McLean | Coleharbor | 58531 | 1.12 | 1.11
2884 | QJYH0001 | MINOT AF MISSILE SITE E1 SITE # 1 | QJVF | MINOT AFB | AFACT | 1 North Dakota Highway 28 | United States | North Dakota | McLean | Emmet | 58540 | 1.12 | 1.11
2888 | QJYM0001 | MINOT AF MISSILE SITE E5 SITE # 1 | QJVF | MINOT AFB | AFACT | 2 North Dakota Highway 37 | United States | North Dakota | McLean | Emmet | 58540 | 1.12 | 1.11
2889 | QJYN0001 | MINOT AF MISSILE SITE E6 SITE # 1 | QJVF | MINOT AFB | AFACT | 1 North Dakota Highway 28/37 | United States | North Dakota | McLean | Emmet | 58540 | 1.12 | 1.11
2890 | QJYP0001 | MINOT AF MISSILE SITE E7 SITE # 1 | QJVF | MINOT AFB | AFACT | 1 North Dakota Highway 1804 | United States | North Dakota | McLean | Emmet | 58540 | 1.12 | 1.11
2877 | QJYA0001 | MINOT AF MISSILE SITE D5 SITE # 1 | QJVF | MINOT AFB | AFACT | 5 US Highway 83 | United States | North Dakota | McLean | Garrison | 58540 | 1.12 | 1.11
2879 | QJYC0001 | MINOT AF MISSILE SITE D7 SITE # 1 | QJVF | MINOT AFB | AFACT | 1 McLean County Route 15 | United States | North Dakota | McLean | Garrison | 58540 | 1.12 | 1.11
2880 | QJYD0001 | MINOT AF MISSILE SITE D8 SITE # 1 | QJVF | MINOT AFB | AFACT | 2 McLean County Route 15 | United States | North Dakota | McLean | Garrison | 58540 | 1.12 | 1.11
2886 | QJYK0001 | MINOT AF MISSILE SITE E3 SITE # 1 | QJVF | MINOT AFB | AFACT | 2 McLean County Route 13 | United States | North Dakota | McLean | Garrison | 58540 | 1.12 | 1.11
2887 | QJYL0001 | MINOT AF MISSILE SITE E4 SITE # 1 | QJVF | MINOT AFB | AFACT | 1 North Dakota Highway 37 | United States | North Dakota | McLean | Garrison | 58540 | 1.12 | 1.11
7608 | 38A65 | TS GARRISON | 380NG | NORTH DAKOTA NATIONAL GUARD | ARGUARD | 2302 Militia Drive | United States | North Dakota | McLean | Garrison | 58540 | 1.12 | 1.11
2873 | QJXW0001 | MINOT AF MISSILE SITE D1 SITE # 1 | QJVF | MINOT AFB | AFACT | 1 US Highway 53 | United States | North Dakota | McLean | Max | 060730 | 1.12 | 1.11
2876 | QJXZ0001 | MINOT AF MISSILE SITE D4 SITE # 1 | QJVF | MINOT AFB | AFACT | 1 McLean County Route 4 | United States | North Dakota | McLean | Max | 060760 | 1.12 | 1.11
2881 | QJYE0001 | MINOT AF MISSILE SITE D9 SITE # 1 | QJVF | MINOT AFB | AFACT | 3 McLean County Route 15 | United States | North Dakota | McLean | Max | 460810 | 1.12 | 1.11
2878 | QJYB0001 | MINOT AF MISSILE SITE D6 SITE # 1 | QJVF | MINOT AFB | AFACT | 6 US Highway 83 | United States | North Dakota | McLean | Max | 660780 | 1.12 | 1.11
2892 | QJYR0001 | MINOT AF MISSILE SITE E9 SITE # 1 | QJVF | MINOT AFB | AFACT | 3 McLean County Route 6 | United States | North Dakota | McLean | Roseglen | 060920 | 1.12 | 1.11
2894 | QJYT0001 | MINOT AF MISSILE SITE E11 SITE # 1 | QJVF | MINOT AFB | AFACT | 1 McLean County Route 9 | United States | North Dakota | McLean | Roseglen | 060940 | 1.12 | 1.11
2893 | QJYS0001 | MINOT AF MISSILE SITE E10 SITE # 1 | QJVF | MINOT AFB | AFACT | 3 North Dakota Highway 37 | United States | North Dakota | McLean | Roseglen | 360930 | 1.12 | 1.11
2901 | QJZA0001 | MINOT AF MISSILE SITE F7 SITE # 1 | QJVF | MINOT AFB | AFACT | 1 McLean County Route 2 | United States | North Dakota | McLean | Roseglen | 460010 | 1.12 | 1.11
2891 | QJYQ0001 | MINOT AF MISSILE SITE E8 SITE # 1 | QJVF | MINOT AFB | AFACT | 2 McLean County Route 6 | United States | North Dakota | McLean | Roseglen | 660910 | 1.12 | 1.11
2863 | QJXL0001 | MINOT AF MISSILE SITE C2 SITE # 1 | QJVF | MINOT AFB | AFACT | 4 North Dakota Highway 41 | United States | North Dakota | McLean | Ruso | 360630 | 1.12 | 1.11
2865 | QJXN0001 | MINOT AF MISSILE SITE C4 SITE # 1 | QJVF | MINOT AFB | AFACT | 5 North Dakota Highway 41 | United States | North Dakota | McLean | Ruso | 360650 | 1.12 | 1.11
2864 | QJXM0001 | MINOT AF MISSILE SITE C3 SITE # 1 | QJVF | MINOT AFB | AFACT | 3 McLean County Route 23 | United States | North Dakota | McLean | Ruso | 760640 | 1.12 | 1.11
2866 | QJXP0001 | MINOT AF MISSILE SITE C5 SITE # 1 | QJVF | MINOT AFB | AFACT | 6 North Dakota Highway 41 | United States | North Dakota | McLean | Turtle Lake | 060660 | 1.12 | 1.11
2867 | QJXQ0001 | MINOT AF MISSILE SITE C6 SITE # 1 | QJVF | MINOT AFB | AFACT | 1 McLean County Route 8 | United States | North Dakota | McLean | Turtle Lake | 060670 | 1.12 | 1.11
2857 | QJXE0001 | MINOT AF MISSILE SITE B7 SITE # 1 | QJVF | MINOT AFB | AFACT | 2 North Dakota Highway 41 | United States | North Dakota | McLean | Unknown | 060570 | 1.12 | 1.11
2885 | QJYJ0001 | MINOT AF MISSILE SITE E2 SITE # 1 | QJVF | MINOT AFB | AFACT | 1 McLean County Route 13 | United States | North Dakota | McLean | Unknown | 360850 | 1.12 | 1.11
5400 | 38A90 | HAZEN ARMORY | 380NG | NORTH DAKOTA NATIONAL GUARD | ARGUARD | 909 Sunrise Drive | United States | North Dakota | Mercer | Hazen | 58545 | 1.12 | 1.11
170006 | 38868 | MANDAN SFRO | 380NG | NORTH DAKOTA NATIONAL GUARD | ARGUARD |  | United States | North Dakota | Morton | Mandan | 58554 | 1.12 | 1.11
2914 | QJZP0001 | MINOT AF MISSILE SITE G9 SITE # 1 | QJVF | MINOT AFB | AFACT | 2 Mountrail County Route 20 | United States | North Dakota | Mountrail | Belden | 58784 | 1.12 | 1.11
2915 | QJZQ0001 | MINOT AF MISSILE SITE G10 SITE # 1 | QJVF | MINOT AFB | AFACT | 3 Mountrail County Route 7 | United States | North Dakota | Mountrail | Belden | 58784 | 1.12 | 1.11
2927 | QKAC0001 | MINOT AF MISSILE SITE H11 SITE # 1 | QJVF | MINOT AFB | AFACT | 1 47th Street Northwest | United States | North Dakota | Mountrail | Belden | 58784 | 1.12 | 1.11
2931 | QKAG0001 | MINOT AF MISSILE SITE I4 SITE # 1 | QJVF | MINOT AFB | AFACT | 1 North Dakota Highway 8 | United States | North Dakota | Mountrail | Belden | 58784 | 1.12 | 1.11
2916 | QJZR0001 | MINOT AF MISSILE SITE G11 SITE # 1 | QJVF | MINOT AFB | AFACT | 5 Mountrail County Route 5 | United States | North Dakota | Mountrail | Blaisdell | 58718 | 1.12 | 1.11
2946 | QKAX0001 | MINOT AF MISSILE SITE J8 SITE # 1 | QJVF | MINOT AFB | AFACT | 7 Mountrail County Route 5 | United States | North Dakota | Mountrail | Blaisdell | 58718 | 1.12 | 1.11
2947 | QKAY0001 | MINOT AF MISSILE SITE J9 SITE # 1 | QJVF | MINOT AFB | AFACT | 8 Mountrail County Route 5 | United States | North Dakota | Mountrail | Blaisdell | 58718 | 1.12 | 1.11
2948 | QKAZ0001 | MINOT AF MISSILE SITE J10 SITE # 1 | QJVF | MINOT AFB | AFACT | 1 65th Street Northwest | United States | North Dakota | Mountrail | Blaisdell | 58718 | 1.12 | 1.11
2937 | QKAN0001 | MINOT AF MISSILE SITE I10 SITE # 1 | QJVF | MINOT AFB | AFACT | 167th Street Northwest | United States | North Dakota | Mountrail | Lostwood | 58784 | 1.12 | 1.11
2938 | QKAP0001 | MINOT AF MISSILE SITE I11 SITE # 1 | QJVF | MINOT AFB | AFACT | 4 North Dakota Highway 8 | United States | North Dakota | Mountrail | Lostwood | 58784 | 1.12 | 1.11
2956 | QKBH0001 | MINOT AF MISSILE SITE K7 SITE # 1 | QJVF | MINOT AFB | AFACT | 6 Mountrail County Route 7 | United States | North Dakota | Mountrail | Lostwood | 58784 | 1.12 | 1.11
2957 | QKBJ0001 | MINOT AF MISSILE SITE K8 SITE # 1 | QJVF | MINOT AFB | AFACT | 2 North Dakota Highway 50 | United States | North Dakota | Mountrail | Lostwood | 58784 | 1.12 | 1.11
2958 | QKBK0001 | MINOT AF MISSILE SITE K9 SITE # 1 | QJVF | MINOT AFB | AFACT | 5 North Dakota Highway 8 | United States | North Dakota | Mountrail | Lostwood | 58784 | 1.12 | 1.11
2925 | QKAA0001 | MINOT AF MISSILE SITE H9 SITE # 1 | QJVF | MINOT AFB | AFACT | 6 North Dakota Highway 23 | United States | North Dakota | Mountrail | New Town | 58763 | 1.12 | 1.11
2926 | QKAB0001 | MINOT AF MISSILE SITE H10 SITE # 1 | QJVF | MINOT AFB | AFACT | 7 North Dakota Highway 23 | United States | North Dakota | Mountrail | New Town | 58763 | 1.12 | 1.11
2929 | QKAE0001 | MINOT AF MISSILE SITE I2 SITE # 1 | QJVF | MINOT AFB | AFACT | 1 72nd Avenue Northwest | United States | North Dakota | Mountrail | Palermo | 58769 | 1.12 | 1.11
2930 | QKAF0001 | MINOT AF MISSILE SITE I3 SITE # 1 | QJVF | MINOT AFB | AFACT | 4 Mountrail County Route 7 | United States | North Dakota | Mountrail | Palermo | 58769 | 1.12 | 1.11
2902 | QJZB0001 | MINOT AF MISSILE SITE F8 SITE # 1 | QJVF | MINOT AFB | AFACT | 1 Mountrail County Route 24 | United States | North Dakota | Mountrail | Parshall | 58770 | 1.12 | 1.11
2917 | QJZS0001 | MINOT AF MISSILE SITE H1 SITE # 1 | QJVF | MINOT AFB | AFACT | 4 North Dakota Highway 23 | United States | North Dakota | Mountrail | Parshall | 58770 | 1.12 | 1.11
2918 | QJZT0001 | MINOT AF MISSILE SITE H2 SITE # 1 | QJVF | MINOT AFB | AFACT | 3 Mountrail County Route 20 | United States | North Dakota | Mountrail | Parshall | 58770 | 1.12 | 1.11
2919 | QJZU0001 | MINOT AF MISSILE SITE H3 SITE # 1 | QJVF | MINOT AFB | AFACT | 4 North Dakota Highway 37 | United States | North Dakota | Mountrail | Parshall | 58770 | 1.12 | 1.11
2921 | QJZW0001 | MINOT AF MISSILE SITE H5 SITE # 1 | QJVF | MINOT AFB | AFACT | 1 70th Avenue Northwest | United States | North Dakota | Mountrail | Parshall | 58770 | 1.12 | 1.11
2922 | QJZX0001 | MINOT AF MISSILE SITE H6 SITE # 1 | QJVF | MINOT AFB | AFACT | 5 North Dakota Highway 37 | United States | North Dakota | Mountrail | Parshall | 58770 | 1.12 | 1.11
2923 | QJZY0001 | MINOT AF MISSILE SITE H7 SITE # 1 | QJVF | MINOT AFB | AFACT | 6 North Dakota Highway 37 | United States | North Dakota | Mountrail | Parshall | 58770 | 1.12 | 1.11
2924 | QJZZ0001 | MINOT AF MISSILE SITE H8 SITE # 1 | QJVF | MINOT AFB | AFACT | 1 33rd Street Northwest | United States | North Dakota | Mountrail | Parshall | 58770 | 1.12 | 1.11
2904 | QJZD0001 | MINOT AF MISSILE SITE F10 SITE # 1 | QJVF | MINOT AFB | AFACT | 2 North Dakota Highway 23 | United States | North Dakota | Mountrail | Plaza | 58771 | 1.12 | 1.11
2906 | QJZF0001 | MINOT AF MISSILE SITE G1 SITE # 1 | QJVF | MINOT AFB | AFACT | 1 Mountrail County Route 3 | United States | North Dakota | Mountrail | Plaza | 58771 | 1.12 | 1.11
2907 | QJZG0001 | MINOT AF MISSILE SITE G2 SITE # 1 | QJVF | MINOT AFB | AFACT | 1 Mountrail County Route 14 | United States | North Dakota | Mountrail | Plaza | 58771 | 1.12 | 1.11
2911 | QJZL0001 | MINOT AF MISSILE SITE G6 SITE # 1 | QJVF | MINOT AFB | AFACT | 2 Mountrail County Route 3 | United States | North Dakota | Mountrail | Plaza | 58771 | 1.12 | 1.11
2912 | QJZM0001 | MINOT AF MISSILE SITE G7 SITE # 1 | QJVF | MINOT AFB | AFACT | 3 Mountrail County Route 5 | United States | North Dakota | Mountrail | Plaza | 58771 | 1.12 | 1.11
2913 | QJZN0001 | MINOT AF MISSILE SITE G8 SITE # 1 | QJVF | MINOT AFB | AFACT | 4 Mountrail County Route 5 | United States | North Dakota | Mountrail | Plaza | 58771 | 1.12 | 1.11
2920 | QJZV0001 | MINOT AF MISSILE SITE H4 SITE # 1 | QJVF | MINOT AFB | AFACT | 5 North Dakota Highway 23 | United States | North Dakota | Mountrail | Plaza | 58771 | 1.12 | 1.11
2934 | QKAK0001 | MINOT AF MISSILE SITE I7 SITE # 1 | QJVF | MINOT AFB | AFACT | 1 US Highway 2 | United States | North Dakota | Mountrail | Ross | 58776 | 1.12 | 1.11
2935 | QKAL0001 | MINOT AF MISSILE SITE I8 SITE # 1 | QJVF | MINOT AFB | AFACT | 2 US Highway 2 | United States | North Dakota | Mountrail | Ross | 58776 | 1.12 | 1.11
2928 | QKAD0001 | MINOT AF MISSILE SITE I1 SITE # 1 | QJVF | MINOT AFB | AFACT | 1 Mountrail County Route 5W | United States | North Dakota | Mountrail | Stanley | 58784 | 1.12 | 1.11
2932 | QKAH0001 | MINOT AF MISSILE SITE I5 SITE # 1 | QJVF | MINOT AFB | AFACT | 2 North Dakota Highway 8 | United States | North Dakota | Mountrail | Stanley | 58784 | 1.12 | 1.11
2933 | QKAJ0001 | MINOT AF MISSILE SITE I6 SITE # 1 | QJVF | MINOT AFB | AFACT | 1 85th Avenue Northwest | United States | North Dakota | Mountrail | Stanley | 58784 | 1.12 | 1.11
2936 | QKAM0001 | MINOT AF MISSILE SITE I9 SITE # 1 | QJVF | MINOT AFB | AFACT | 3 North Dakota Highway 8 | United States | North Dakota | Mountrail | Stanley | 58784 | 1.12 | 1.11
2944 | QKAV0001 | MINOT AF MISSILE SITE J6 SITE # 1 | QJVF | MINOT AFB | AFACT | 3 Mountrail County Route 3 | United States | North Dakota | Mountrail | Tagus | 58718 | 1.12 | 1.11
2945 | QKAW0001 | MINOT AF MISSILE SITE J7 SITE # 1 | QJVF | MINOT AFB | AFACT | 3 Mountrail County Route 5W | United States | North Dakota | Mountrail | Tagus | 58718 | 1.12 | 1.11
4345 | 38A35 | CAVALIER ARMORY | 380NG | NORTH DAKOTA NATIONAL GUARD | ARGUARD | 114 Main ST E | United States | North Dakota | Pembina | Cavalier | 58220 | 1.12 | 1.11
1609 | EGYN0001 | CAVALIER ASN SITE # 1 | JFSD | GRAND FORKS AFB | AFACT | 711 Sprakey Egyn Drive | United States | North Dakota | Pembina | Mountain | 58220 | 1.12 | 1.11
7091 | 38B60 | RUGBY ARMORY | 380NG | NORTH DAKOTA NATIONAL GUARD | ARGUARD | 1015 S Main ST | United States | North Dakota | Pierce | Rugby | 58368 | 1.12 | 1.11
4253 | 38A45 | CAMP GRAFTON | 38A45 | CAMP GRAFTON | ARGUARD | 4417 HWY 20 | United States | North Dakota | Ramsey | Devils Lake | 58301 | 1.12 | 1.11
190015 | 38131 | DEVILS LAKE SFRO | 380NG | NORTH DAKOTA NATIONAL GUARD | ARGUARD |  | United States | North Dakota | Ramsey | Devils Lake | 58301 | 1.12 | 1.11
3601 | 38527 | MICKELSEN STANLEY R SFG RSL 1 | 55425 | FORT MCCOY | ARRES | RSL 1, E Ramsey | United States | North Dakota | Ramsey | Hampden | 58338 | 1.12 | 1.11
5918 | 38B20 | LISBON ARMORY | 380NG | NORTH DAKOTA NATIONAL GUARD | ARGUARD | 504 Prospect ST | United States | North Dakota | Ransom | Lisbon | 58054 | 1.12 | 1.11
2974 | QKCR0001 | MINOT AF MISSILE SITE M3 SITE # 1 | QJVF | MINOT AFB | AFACT | 5 North Dakota Highway 28 | United States | North Dakota | Renville | Grano | 58750 | 1.12 | 1.11
2975 | QKCS0001 | MINOT AF MISSILE SITE M4 SITE # 1 | QJVF | MINOT AFB | AFACT | 6 North Dakota Highway 28 | United States | North Dakota | Renville | Grano | 58750 | 1.12 | 1.11
2976 | QKCT0001 | MINOT AF MISSILE SITE M5 SITE # 1 | QJVF | MINOT AFB | AFACT | 1 Renville County Route 26 | United States | North Dakota | Renville | Grano | 58750 | 1.12 | 1.11
2989 | QKDH0001 | MINOT AF MISSILE SITE N7 SITE # 1 | QJVF | MINOT AFB | AFACT | 2 Renville County Route 26 | United States | North Dakota | Renville | Grano | 58750 | 1.12 | 1.11
2984 | QKDB0001 | MINOT AF MISSILE SITE N2 SITE # 1 | QJVF | MINOT AFB | AFACT | 1 39th Avenue Northwest | United States | North Dakota | Renville | Loraine | 58761 | 1.12 | 1.11
2993 | QKDN0001 | MINOT AF MISSILE SITE N11 SITE # 1 | QJVF | MINOT AFB | AFACT | 7 North Dakota Highway 28 | United States | North Dakota | Renville | Loraine | 58761 | 1.12 | 1.11
2983 | QKDA0001 | MINOT AF MISSILE SITE N1 SITE # 1 | QJVF | MINOT AFB | AFACT | 10 Renville County Route 5 | United States | North Dakota | Renville | Mohall | 58761 | 1.12 | 1.11
2985 | QKDC0001 | MINOT AF MISSILE SITE N3 SITE # 1 | QJVF | MINOT AFB | AFACT | 2 Renville County Route 9 | United States | North Dakota | Renville | Mohall | 58761 | 1.12 | 1.11
2988 | QKDG0001 | MINOT AF MISSILE SITE N6 SITE # 1 | QJVF | MINOT AFB | AFACT | 3 Renville County Route 9 | United States | North Dakota | Renville | Mohall | 58761 | 1.12 | 1.11
2990 | QKDJ0001 | MINOT AF MISSILE SITE N8 SITE # 1 | QJVF | MINOT AFB | AFACT | 2 88th Avenue Northwest | United States | North Dakota | Renville | Mohall | 58761 | 1.12 | 1.11
2981 | QKCY0001 | MINOT AF MISSILE SITE M10 SITE # 1 | QJVF | MINOT AFB | AFACT | 1 Renville County Route 1 | United States | North Dakota | Renville | Norma | 58746 | 1.12 | 1.11
2972 | QKCP0001 | MINOT AF MISSILE SITE M1 SITE # 1 | QJVF | MINOT AFB | AFACT | 3 Renville County Route 2 | United States | North Dakota | Renville | Tolley | 58787 | 1.12 | 1.11
2973 | QKCQ0001 | MINOT AF MISSILE SITE M2 SITE # 1 | QJVF | MINOT AFB | AFACT | 1 Renville County Route 3A | United States | North Dakota | Renville | Tolley | 58787 | 1.12 | 1.11
2982 | QKCZ0001 | MINOT AF MISSILE SITE M11 SITE # 1 | QJVF | MINOT AFB | AFACT | 1 55th Avenue Northwest | United States | North Dakota | Renville | Tolley | 58787 | 1.12 | 1.11
2991 | QKDK0001 | MINOT AF MISSILE SITE N9 SITE # 1 | QJVF | MINOT AFB | AFACT | 12 Renville County Route 5 | United States | North Dakota | Renville | Tolley | 58787 | 1.12 | 1.11
2992 | QKDL0001 | MINOT AF MISSILE SITE N10 SITE # 1 | QJVF | MINOT AFB | AFACT | 1 49th Avenue Northwest | United States | North Dakota | Renville | Tolley | 58787 | 1.12 | 1.11
2977 | QKCU0001 | MINOT AF MISSILE SITE M6 SITE # 1 | QJVF | MINOT AFB | AFACT | 1 75th Street Northwest | United States | North Dakota | Renville | Unknown | 58041 | 1.12 | 1.11
7756 | 38B81 | WAHPETON AFRC | 380NG | NORTH DAKOTA NATIONAL GUARD | ARGUARD | 313 5th Street South | United States | North Dakota | Richland | Wahpeton | 58075 | 1.12 | 1.11
2845 | QJWS0001 | MINOT AF MISSILE SITE A6 SITE # 1 | QJVF | MINOT AFB | AFACT | 1 North Dakota Highway 53 | United States | North Dakota | Sheridan | Unknown | 58758 | 1.12 | 1.11
4722 | 38A50 | DICKINSON ARMORY | 380NG | NORTH DAKOTA NATIONAL GUARD | ARGUARD | 46 Museum DR | United States | North Dakota | Stark | Dickinson | 58601 | 1.12 | 1.11
4723 | 38A51 | DICKINSON LOT | 380NG | NORTH DAKOTA NATIONAL GUARD | ARGUARD | 15 1st ST E | United States | North Dakota | Stark | Dickinson | 58601 | 1.12 | 1.11
191467 | 38A52 | DICKINSON COMPLEX | 380NG | NORTH DAKOTA NATIONAL GUARD | ARGUARD |  | United States | North Dakota | Stark | Dickinson | 58601 | 1.12 | 1.11
186242 | 800464 | FINLEY AFS FINLEY | 18081 | ARMY MISSION SUPPORT | ARACT |  | United States | North Dakota | Steele | Finley | 58230 | 1.12 | 1.11
5598 | 38B05 | JAMESTOWN ARMORY | 380NG | NORTH DAKOTA NATIONAL GUARD | ARGUARD | 212 3Rd ST NE | United States | North Dakota | Stutsman | Jamestown | 58401 | 1.12 | 1.11
5599 | 38B10 | JAMESTOWN FMS | 380NG | NORTH DAKOTA NATIONAL GUARD | ARGUARD | 1501 Us HWY 81 N | United States | North Dakota | Stutsman | Jamestown | 58401 | 1.12 | 1.11
4304 | 38A25 | CANDO ARMORY | 380NG | NORTH DAKOTA NATIONAL GUARD | ARGUARD | 408 5th AVE | United States | North Dakota | Towner | Cando | 58324 | 1.12 | 1.11
6119 | 38B30 | MAYVILLE ARMORY | 380NG | NORTH DAKOTA NATIONAL GUARD | ARGUARD | 332 Center AVE S | United States | North Dakota | Traill | Mayville | 58257 | 1.12 | 1.11
3604 | 38529 | MICKELSEN STANLEY R SFG RSL 4 | 55425 | FORT MCCOY | ARRES | RSL 4, S Walsh | United States | North Dakota | Walsh | Fairdale |  | 1.12 | 1.11
5242 | 38A70 | GRAFTON ARMORY | 380NG | NORTH DAKOTA NATIONAL GUARD | ARGUARD | 309 Hill AVE N | United States | North Dakota | Walsh | Grafton | 58237 | 1.12 | 1.11
183386 | 18081-10544 | SAFEGUARD GRAFTON | 18081 | ARMY MISSION SUPPORT | USACE | SAFEGUARD WALSH COUNTY | United States | North Dakota | Walsh | Grafton | 58237 | 1.12 | 1.11
2942 | QKAT0001 | MINOT AF MISSILE SITE J4 SITE # 1 | QJVF | MINOT AFB | AFACT | 3 US Highway 2 | United States | North Dakota | Ward | Berthold | 58718 | 1.17 | 1.16
2943 | QKAU0001 | MINOT AF MISSILE SITE J5 SITE # 1 | QJVF | MINOT AFB | AFACT | 2 Ward County Route 5W | United States | North Dakota | Ward | Berthold | 58718 | 1.17 | 1.16
2940 | QKAR0001 | MINOT AF MISSILE SITE J2 SITE # 1 | QJVF | MINOT AFB | AFACT | 6 Ward County Route 5 | United States | North Dakota | Ward | Carpio | 58725 | 1.17 | 1.16
2941 | QKAS0001 | MINOT AF MISSILE SITE J3 SITE # 1 | QJVF | MINOT AFB | AFACT | 4 North Dakota Highway 28 | United States | North Dakota | Ward | Carpio | 58725 | 1.17 | 1.16
2939 | QKAQ0001 | MINOT AF MISSILE SITE J1 SITE # 1 | QJVF | MINOT AFB | AFACT | 1 380th Street Northwest | United States | North Dakota | Ward | Donnybrook | 58734 | 1.17 | 1.16
2949 | QKBA0001 | MINOT AF MISSILE SITE J11 SITE # 1 | QJVF | MINOT AFB | AFACT | 9 Ward County Route 5 | United States | North Dakota | Ward | Donnybrook | 58734 | 1.17 | 1.16
2950 | QKBB0001 | MINOT AF MISSILE SITE K1 SITE # 1 | QJVF | MINOT AFB | AFACT | 1 North Dakota Highway 50 | United States | North Dakota | Ward | Donnybrook | 58734 | 1.17 | 1.16
2953 | QKBE0001 | MINOT AF MISSILE SITE K4 SITE # 1 | QJVF | MINOT AFB | AFACT | 2 65th Avenue Northwest | United States | North Dakota | Ward | Donnybrook | 58734 | 1.17 | 1.16
2954 | QKBF0001 | MINOT AF MISSILE SITE K5 SITE # 1 | QJVF | MINOT AFB | AFACT | 3 65th Avenue Northwest | United States | North Dakota | Ward | Donnybrook | 58734 | 1.17 | 1.16
2955 | QKBG0001 | MINOT AF MISSILE SITE K6 SITE # 1 | QJVF | MINOT AFB | AFACT | 5 Ward County Route 7 | United States | North Dakota | Ward | Donnybrook | 58734 | 1.17 | 1.16
2978 | QKCV0001 | MINOT AF MISSILE SITE M7 SITE # 1 | QJVF | MINOT AFB | AFACT | 1 352nd Street Northwest | United States | North Dakota | Ward | Donnybrook | 58734 | 1.17 | 1.16
2882 | QJYF0001 | MINOT AF MISSILE SITE D10 SITE # 1 | QJVF | MINOT AFB | AFACT | 3 North Dakota Highway 53 | United States | North Dakota | Ward | Douglas | 58735 | 1.17 | 1.16
2883 | QJYG0001 | MINOT AF MISSILE SITE D11 SITE # 1 | QJVF | MINOT AFB | AFACT | 4 North Dakota Highway 53 | United States | North Dakota | Ward | Douglas | 58735 | 1.17 | 1.16
2898 | QJYX0001 | MINOT AF MISSILE SITE F4 SITE # 1 | QJVF | MINOT AFB | AFACT | 1 Ward County Route 22 | United States | North Dakota | Ward | Douglas | 58735 | 1.17 | 1.16
2899 | QJYY0001 | MINOT AF MISSILE SITE F5 SITE # 1 | QJVF | MINOT AFB | AFACT | 5 North Dakota Highwya 53 | United States | North Dakota | Ward | Douglas | 58735 | 1.17 | 1.16
2951 | QKBC0001 | MINOT AF MISSILE SITE K2 SITE # 1 | QJVF | MINOT AFB | AFACT | 2 Ward County Route 2 | United States | North Dakota | Ward | Kenmare | 58746 | 1.17 | 1.16
2952 | QKBD0001 | MINOT AF MISSILE SITE K3 SITE # 1 | QJVF | MINOT AFB | AFACT | 2 Ward County Route 4 | United States | North Dakota | Ward | Kenmare | 58746 | 1.17 | 1.16
2959 | QKBL0001 | MINOT AF MISSILE SITE K10 SITE # 1 | QJVF | MINOT AFB | AFACT | 4 Ward County Route 20 | United States | North Dakota | Ward | Kenmare | 58746 | 1.17 | 1.16
2960 | QKBM0001 | MINOT AF MISSILE SITE K11 SITE # 1 | QJVF | MINOT AFB | AFACT | 3 Ward County Route 4 | United States | North Dakota | Ward | Kenmare | 58746 | 1.17 | 1.16
2965 | QKBS0001 | MINOT AF MISSILE SITE L5 SITE # 1 | QJVF | MINOT AFB | AFACT | 1 North Dakota Highway 5 | United States | North Dakota | Ward | Kenmare | 58746 | 1.17 | 1.16
2979 | QKCW0001 | MINOT AF MISSILE SITE M8 SITE # 1 | QJVF | MINOT AFB | AFACT | 4 Ward County Route 4 | United States | North Dakota | Ward | Kenmare | 58746 | 1.17 | 1.16
2980 | QKCX0001 | MINOT AF MISSILE SITE M9 SITE # 1 | QJVF | MINOT AFB | AFACT | 4 Ward County Route 2 | United States | North Dakota | Ward | Kenmare | 58746 | 1.17 | 1.16
2903 | QJZC0001 | MINOT AF MISSILE SITE F9 SITE # 1 | QJVF | MINOT AFB | AFACT | 2 Ward County Route 22 | United States | North Dakota | Ward | Makoti | 58756 | 1.17 | 1.16
2905 | QJZE0001 | MINOT AF MISSILE SITE F11 SITE # 1 | QJVF | MINOT AFB | AFACT | 3 North Dakota Highway 23 | United States | North Dakota | Ward | Makoti | 58756 | 1.17 | 1.16
2909 | QJZJ0001 | MINOT AF MISSILE SITE G4 SITE # 1 | QJVF | MINOT AFB | AFACT | 1 Ward County Route 20 | United States | North Dakota | Ward | Makoti | 58756 | 1.17 | 1.16
170272 | 38B43 | MINOT SFRO | 380NG | NORTH DAKOTA NATIONAL GUARD | ARGUARD |  | United States | North Dakota | Ward | Minot | 58701 | 1.14 | 1.14
184996 | 82387-11581 | 2400 10TH STREET SW MINOT | 82387 | JOINT RECRUITING PROGRAM | USACE | 2400 10TH STREET SW, DAKOTA SQUARE SUITE 632 | United States | North Dakota | Ward | Minot | 58701 | 1.14 | 1.14
2839 | QJWF0001 | MINOT ILS MIDDLE MARKER ANNEX SITE # 1 | QJVF | MINOT AFB | AFACT | 1 US Highway 83 | United States | North Dakota | Ward | Minot | 58702 | 1.17 | 1.16
6219 | 38637 | MINOT AFRC | 380NG | NORTH DAKOTA NATIONAL GUARD | ARGUARD | 3420 2Nd ST NE | United States | North Dakota | Ward | Minot | 58703 | 1.14 | 1.14
6220 | 38655 | MINOT ARMED FORCES RESERVE CEN | 27864 | 88TH RRC - MINNESOTA | ARRES | 3450 2nd Street NE | United States | North Dakota | Ward | Minot | 58703 | 1.14 | 1.14
6222 | 38B41 | MINOT FMS1 | 380NG | NORTH DAKOTA NATIONAL GUARD | ARGUARD | 1810 6th St SE | United States | North Dakota | Ward | Minot | 58703 | 1.14 | 1.14
2837 | QJVF0001 | MINOT AFB SITE # 1 | QJVF | MINOT AFB | AFACT | 15 Missile Avenue | United States | North Dakota | Ward | Minot AFB | 58705 | 1.17 | 1.16
2895 | QJYU0001 | MINOT AF MISSILE SITE F1 SITE # 1 | QJVF | MINOT AFB | AFACT | 2 North Dakota Highway 28 | United States | North Dakota | Ward | Ryder | 58779 | 1.17 | 1.16
2896 | QJYV0001 | MINOT AF MISSILE SITE F2 SITE # 1 | QJVF | MINOT AFB | AFACT | 3 North Dakota Highway 28 | United States | North Dakota | Ward | Ryder | 58779 | 1.17 | 1.16
2897 | QJYW0001 | MINOT AF MISSILE SITE F3 SITE # 1 | QJVF | MINOT AFB | AFACT | 1 North Dakota Highway 23 | United States | North Dakota | Ward | Ryder | 58779 | 1.17 | 1.16
2900 | QJYZ0001 | MINOT AF MISSILE SITE F6 SITE # 1 | QJVF | MINOT AFB | AFACT | 6 North Dakota Highway 53 | United States | North Dakota | Ward | Ryder | 58779 | 1.17 | 1.16
2838 | QJVM0001 | MINOT COM SITE # 1 | QJVF | MINOT AFB | AFACT | US Highway 83 | United States | North Dakota | Ward | Unknown | 58701 | 1.17 | 1.16
2421 | MAGS0001 | MINOT AIR NATIONAL GUARD STATION SITE # 1 | KKGA | HECTOR IAP | AFGUARD | 3430 2nd Street | United States | North Dakota | Ward | Unknown | 58703 | 1.14 | 1.14
2874 | QJXX0001 | MINOT AF MISSILE SITE D2 SITE # 1 | QJVF | MINOT AFB | AFACT | 3 US Highway 83 | United States | North Dakota | Ward | Unknown | 58735 | 1.17 | 1.16
2875 | QJXY0001 | MINOT AF MISSILE SITE D3 SITE # 1 | QJVF | MINOT AFB | AFACT | 4 US highway 83 | United States | North Dakota | Ward | Unknown | 58735 | 1.17 | 1.16
2908 | QJZH0001 | MINOT AF MISSILE SITE G3 SITE # 1 | QJVF | MINOT AFB | AFACT | 1 Ward County Route 5 | United States | North Dakota | Ward | Unknown | 58746 | 1.17 | 1.16
2910 | QJZK0001 | MINOT AF MISSILE SITE G5 SITE # 1 | QJVF | MINOT AFB | AFACT | 2 Ward County Route 5 | United States | North Dakota | Ward | Unknown | 58756 | 1.17 | 1.16
2858 | QJXF0001 | MINOT AF MISSILE SITE B8 SITE # 1 | QJVF | MINOT AFB | AFACT | Ward County Route 231 | United States | North Dakota | Ward | Unknown | 58781 | 1.17 | 1.16
2859 | QJXG0001 | MINOT AF MISSILE SITE B9 SITE # 1 | QJVF | MINOT AFB | AFACT | 2 Ward County Route 23 | United States | North Dakota | Ward | Unknown | 58781 | 1.17 | 1.16
2860 | QJXH0001 | MINOT AF MISSILE SITE B10 SITE # 1 | QJVF | MINOT AFB | AFACT | 1 233rd Avenue Southeast | United States | North Dakota | Ward | Unknown | 58781 | 1.17 | 1.16
7629 | 38B90 | TS WILLISTON | 380NG | NORTH DAKOTA NATIONAL GUARD | ARGUARD | 365 E Main ST | United States | North Dakota | Williams | Ray | 58849 | 1.12 | 1.11
7924 | 38B85 | WILLISTON ARMORY | 380NG | NORTH DAKOTA NATIONAL GUARD | ARGUARD | 2523 2nd AVE W | United States | North Dakota | Williams | Williston | 58801 | 1.12 | 1.11
7925 | 38B86 | WILLISTON MOTOR POOL | 380NG | NORTH DAKOTA NATIONAL GUARD | ARGUARD | 614 N HWY 71 | United States | North Dakota | Williams | Williston | 58801 | 1.12 | 1.11
191767 | 38B87 | WILLISTON READINESS CENTER | 380NG | NORTH DAKOTA NATIONAL GUARD | ARGUARD |  | United States | North Dakota | Williams | Williston | 58801 | 1.12 | 1.11
183865 | 82387-10818 | 401 W NORTH RM 129 LIMA | 82387 | JOINT RECRUITING PROGRAM | USACE | 401 W North Street - RM 129 | United States | Ohio | Allen | Lima | 45801 | 0.93 | 0.93
3629 | 39893 | 1LT G.N. FAZE USARC | 27864 | 88TH RRC - MINNESOTA | ARRES | 2190 Reed Road | United States | Ohio | Allen | Lima | 45804 | 0.93 | 0.93
7665 | 39335 | US ARMY JOINT SYS MFG CTR,LIMA | 39335 | JOINT SYSTEM MANUFACTURING CENTER LIMA | ARACT | 1155 Buckeye Road Lima, OH 458004 | United States | Ohio | Allen | Lima | 45804 | 0.93 | 0.93
5902 | 39C55 | LIMA | 390NG | OHIO NATIONAL GUARD | ARGUARD | 855 S Collett ST | United States | Ohio | Allen | Lima | 45805 | 0.93 | 0.93
185173 | 82387-13302 | W PROSPECT RD ASHTABULA | 82387 | JOINT RECRUITING PROGRAM | USACE | 2510 W. PROSPECT RD | United States | Ohio | Ashtabula | Ashtabula | 44004 | 0.93 | 0.93
191693 | 824088 | 3120 MARKET PL DRIVE ASHTABULA | 82387 | JOINT RECRUITING PROGRAM | USACE | 3120 Market Place Drive | United States | Ohio | Ashtabula | Ashtabula | 44004 | 0.93 | 0.93
183945 | 82387-11762 | E STATE ST ATHENS | 82387 | JOINT RECRUITING PROGRAM | USACE | 932B EAST STATE STREET | United States | Ohio | Athens | Athens | 45701 | 0.93 | 0.93
7397 | 39E15 | ST MARYS | 390NG | OHIO NATIONAL GUARD | ARGUARD | 110 S 5th ST | United States | Ohio | Auglaize | St. Marys | 26170 | 0.93 | 0.93
3988 | 39815 | BELMONT COUNTY MEMORIAL USARC | 27864 | 88TH RRC - MINNESOTA | ARRES |  | United States | Ohio | Belmont | Belmont | 43950 | 0.93 | 0.93
184713 | 82387-12492 | NATIONAL RD ST CLAIRSVILLE | 82387 | JOINT RECRUITING PROGRAM | USACE | 51342 NATIONAL RD US 40 SUITE C & D | United States | Ohio | Belmont | St. Clairsville | 43950 | 0.93 | 0.93
191119 | 823639 | 119 SOUTH MARIETTA STREET SAINT CLAIRSVILLE | 70132 | INDEPENDENT DUTY HOUSING PROGRAM | USACE | 119 South Marietta Street | United States | Ohio | Belmont | St. Clairsville | 43950 | 0.93 | 0.93
191491 | 823335 | 3439 PRINCETON ROAD HAMILTON | 82387 | JOINT RECRUITING PROGRAM | USACE | 3439 Princeton Road | United States | Ohio | Butler | Hamilton | 45011 | 0.93 | 0.93
183891 | 82387-11234 | 877 NW WASHINGTON BLVD HAMILTON | 82387 | JOINT RECRUITING PROGRAM | USACE | 877 NW WASHINGTON BLVD | United States | Ohio | Butler | Hamilton | 45013 | 0.93 | 0.93
5329 | 39C15 | HAMILTON | 390NG | OHIO NATIONAL GUARD | ARGUARD | 3000 Symmes RD | United States | Ohio | Butler | Hamilton | 45015 | 0.93 | 0.93
184930 | 82387-11084 | 6581 TERHUNE DRIVE MIDDLETOWN | 82387 | JOINT RECRUITING PROGRAM | USACE | 6581 TERHUNE DRIVE | United States | Ohio | Butler | Middletown | 45042 | 0.93 | 0.93
6187 | 39D10 | MIDDLETOWN | 390NG | OHIO NATIONAL GUARD | ARGUARD | 2002 S Main ST | United States | Ohio | Butler | Middletown | 45044 | 0.93 | 0.93
186162 | 800810 | HOLLYTREE DRIVE MONROE | 70132 | INDEPENDENT DUTY HOUSING PROGRAM | USACE | Hollytree Drive | United States | Ohio | Butler | Monroe | 45050 | 0.93 | 0.93
6677 | 39355 | OXFORD | 390NG | OHIO NATIONAL GUARD | ARGUARD | 6557 Todd RD | United States | Ohio | Butler | Oxford | 45056 | 0.93 | 0.93
190010 | 39080 | TRENTON USARC | 27864 | 88TH RRC - MINNESOTA | ARRES |  | United States | Ohio | Butler | Trenton | 45067 | 0.93 | 0.93
191896 | 824446 | 8185 MISTY SHORE DRIVE WEST CHESTER | 70132 | INDEPENDENT DUTY HOUSING PROGRAM | USACE | 8185 Misty Shore Drive | United States | Ohio | Butler | West Chester | 45069 | 0.93 | 0.93
3307 | WAAR0001 | SPRINGFIELD BECKLEY SITE # 1 | WAAR | SPRINGFIELD BECKLEY | AFGUARD | 706 Regula Avenue Northwest | United States | Ohio | Clark | Springfield | 45502 | 0.94 | 0.93
190174 | WAAR0002 | SPRINGFIELD BECKLEY SITE #2 | WAAR | SPRINGFIELD BECKLEY | AFGUARD |  | United States | Ohio | Clark | Springfield | 45502 | 0.94 | 0.93
184716 | 82387-12404 | N LIMESTONE ST SPRINGFIELD | 82387 | JOINT RECRUITING PROGRAM | USACE | 1804 N LIMESTONE ST SUITES B, C, E | United States | Ohio | Clark | Springfield | 45503 | 0.94 | 0.93
7349 | 39E10 | SPRINGFIELD | 390NG | OHIO NATIONAL GUARD | ARGUARD | 1301 College ST | United States | Ohio | Clark | Springfield | 45505 | 0.94 | 0.93
3651 | 39955 | SFC MORGAN L. DOWNS USARC | 27864 | 88TH RRC - MINNESOTA | ARRES |  | United States | Ohio | Clark | Springfield | 45506 | 0.94 | 0.93
4934 | 39190 | FELICITY | 390NG | OHIO NATIONAL GUARD | ARGUARD |  | United States | Ohio | Clemont | Felicity | 45120 | 0.93 | 0.93
184723 | 82387-12730 | ROMBACH AVE WILMINGTON | 82387 | JOINT RECRUITING PROGRAM | USACE | 1663 ROMBACH AVENUE MEADOW PARK PLAZA | United States | Ohio | Clinton | Wilmington | 45177 | 0.93 | 0.93
191658 | 824112 | 836 ROMBACH AVE WILMINGTON | 82387 | JOINT RECRUITING PROGRAM | USACE | 836 Rombach Avenue | United States | Ohio | Clinton | Wilmington | 45177 | 0.93 | 0.93
183949 | 82387-13018 | STATE RTE 170 EAST LIVERPOOL | 82387 | JOINT RECRUITING PROGRAM | USACE | 15549 STATE RTE 170 SUITE 3 | United States | Ohio | Columbiana | East Liverpool | 43920 | 0.93 | 0.93
183405 | 82387-11765 | E STATE ST SALEM | 82387 | JOINT RECRUITING PROGRAM | USACE | 210 E STATE ST | United States | Ohio | Columbiana | Salem | 44460 | 0.93 | 0.93
191637 | 824186 | 2789 E. STATE ST. SALEM | 82387 | JOINT RECRUITING PROGRAM | USACE | 2789 E State Street | United States | Ohio | Columbiana | Salem | 44460 | 0.93 | 0.93
4560 | 39B68 | COSHOCTON | 390NG | OHIO NATIONAL GUARD | ARGUARD | 24680 Airport RD | United States | Ohio | Coshocton | Coshocton | 43812 | 0.93 | 0.93
185000 | 82387-12463 | N SANDUSKY AVE BUCYRUS | 82387 | JOINT RECRUITING PROGRAM | USACE | 113 N SANDUSKY AVE | United States | Ohio | Crawford | Bucyrus | 44820 | 0.93 | 0.93
182729 | 82387-11381 | BEREA COMMONS BEREA | 82387 | JOINT RECRUITING PROGRAM | USACE | 2 BEREA COMMONS FRONT & BRIDGE, #3 | United States | Ohio | Cuyahoga | Berea | 44017 | 0.93 | 0.93
190691 | 822848 | 6573 MILL ROAD BRECKSVILLE | 70132 | INDEPENDENT DUTY HOUSING PROGRAM | USACE | 6573 Mill Road | United States | Ohio | Cuyahoga | Brecksville | 44141 | 0.93 | 0.93
123 | M68479-0022 | BROOK PARK OH MCRC | M68479 | HDQTRS 4TH MARDIV NEW ORLEANS | MCRES | 5572 Smith Road | United States | Ohio | Cuyahoga | Brook Park | 44130 | 0.93 | 0.93
4456 | 39B40 | CLEVELAND | 390NG | OHIO NATIONAL GUARD | ARGUARD | 6225 Engle RD | United States | Ohio | Cuyahoga | Brook Park | 44142 | 0.93 | 0.93
4371 | 39B00 | CHAGRIN FALLS | 390NG | OHIO NATIONAL GUARD | ARGUARD | 7600 E Washington ST | United States | Ohio | Cuyahoga | Chagrin Falls | 44023 | 0.93 | 0.93
186832 | 710606 | 3207 ROCKY RIVER DRIVE CLEVELAND | 70132 | INDEPENDENT DUTY HOUSING PROGRAM | USACE | 3207 Rocky River Drive | United States | Ohio | Cuyahoga | Cleveland | 44107 | 0.93 | 0.93
575 | N00128-AB | BRATENAHL | N00128 | NAVAL STATION GREAT LAKES IL | NAVACT | 555 East 88th Street | United States | Ohio | Cuyahoga | Cleveland | 44108 | 0.93 | 0.93
191819 | 824468 | 1425 ROCKWELL AVE CLEVELAND | 71129 |  | USACE | 1425 Rockwell Avenue | United States | Ohio | Cuyahoga | Cleveland | 44114 | 0.93 | 0.93
190806 | 823205 | 1350 EUCLID AVE CLEVELAND | 82387 | JOINT RECRUITING PROGRAM | USACE | 1350 Euclid Avenue | United States | Ohio | Cuyahoga | Cleveland | 44115 | 0.93 | 0.93
4459 | 39B35 | CLEVELAND GREEN ROAD | 390NG | OHIO NATIONAL GUARD | ARGUARD | 4303 Green RD | United States | Ohio | Cuyahoga | Cleveland | 44128 | 0.93 | 0.93
5736 | 39925 | KINGSTON H. MOTE USARC | 27864 | 88TH RRC - MINNESOTA | ARRES |  | United States | Ohio | Cuyahoga | Cleveland | 44129 | 0.93 | 0.93
170283 | 39B41 | PARMA STOREFRONT | 390NG | OHIO NATIONAL GUARD | ARGUARD |  | United States | Ohio | Cuyahoga | Cleveland | 44129 | 0.93 | 0.93
182703 | 711110 | 20637 EMERALD PARKWAY CLEVELAND | 66155 |  | USACE | 20637 EMERALD PARKWAY | United States | Ohio | Cuyahoga | Cleveland | 44135 | 0.93 | 0.93
182700 | 82387-10177 | 1240 E. NINTH STREET CLEVELAND | 82387 | JOINT RECRUITING PROGRAM | USACE | 1240 E. NINTH STREET | United States | Ohio | Cuyahoga | Cleveland | 44199 | 0.93 | 0.93
185778 | 82387-12244 | MAYFIELD RD CLEVELAND HEIGHTS | 82387 | JOINT RECRUITING PROGRAM | USACE | 3522 MAYFIELD ROAD | United States | Ohio | Cuyahoga | Cleveland Hts | 44118 | 0.93 | 0.93
184890 | 82387-11824 | EUCLID AVE EUCLID | 82387 | JOINT RECRUITING PROGRAM | USACE | 24672-74 EUCLID AVE EVERGREEN PLAZA | United States | Ohio | Cuyahoga | Euclid | 44117 | 0.93 | 0.93
187480 | 800807 | EASTVIEW DRIVE INDEPENDENCE | 70132 | INDEPENDENT DUTY HOUSING PROGRAM | USACE | Eastview Drive | United States | Ohio | Cuyahoga | Independence | 44131 | 0.93 | 0.93
185567 | 800055 | 15715-15719 DETROIT AVENUE LAKEWOOD | 82387 | JOINT RECRUITING PROGRAM | USACE | 15715-15719 Detroit Avenue | United States | Ohio | Cuyahoga | Lakewood | 44107 | 0.93 | 0.93
185006 | 82387-12985 | SOUTHGATE MAPLE HEIGHTS | 82387 | JOINT RECRUITING PROGRAM | USACE | 20540 SOUTHGATE | United States | Ohio | Cuyahoga | Maple Heights | 44137 | 0.93 | 0.93
185063 | 82387-12157 | LUCERNE DR MIDDLEBURG HEIGHTS | 82387 | JOINT RECRUITING PROGRAM | USACE | 7550 LUCERNE DRIVE | United States | Ohio | Cuyahoga | Middleburg Heights | 44130 | 0.93 | 0.93
185064 | 82387-11135 | 7261 ENGLE RD MIDDLEBURG HEIGHTS | 82387 | JOINT RECRUITING PROGRAM | USACE | 7261 ENGLE RD PLAZA SOUTH II | United States | Ohio | Cuyahoga | Middleburg Heights | 44130 | 0.93 | 0.93
185065 | 82387-11126 | 7123 PEARL ROAD MIDDLEBURG HEIGHTS | 82387 | JOINT RECRUITING PROGRAM | USACE | 7123 PEARL ROAD COMMERCE PLACE | United States | Ohio | Cuyahoga | Middleburg Heights | 44130 | 0.93 | 0.93
182396 | 82387-11949 | GREAT NORTHERN NORTH OLMSTED | 82387 | JOINT RECRUITING PROGRAM | USACE | 4729 GREAT NORTHERN | United States | Ohio | Cuyahoga | North Olmsted | 44070 | 0.93 | 0.93
191485 | 823879 | 24954 BROOKPARK RD NORTH OLMSTED | 82387 | JOINT RECRUITING PROGRAM | USACE | 24954 Brookpark Road | United States | Ohio | Cuyahoga | North Olmsted | 44070 | 0.93 | 0.93
190846 | 823142 | 9015 HUXLEY LANE OLMSTED FALLS | 70132 | INDEPENDENT DUTY HOUSING PROGRAM | USACE | 9015 Huxley Lane | United States | Ohio | Cuyahoga | Olmsted Falls | 44138 | 0.93 | 0.93
182415 | 82387-12629 | PEARL RD PARMA HEIGHTS | 82387 | JOINT RECRUITING PROGRAM | USACE | 6287 PEARL RD YORK SQUARE | United States | Ohio | Cuyahoga | Parma Heights | 44130 | 0.93 | 0.93
190297 | 822600 | 16436 ACADEMY DRIVE STRONGSVILLE | 70132 | INDEPENDENT DUTY HOUSING PROGRAM | USACE | 16436 Academy Drive | United States | Ohio | Cuyahoga | Strongville | 44149 | 0.93 | 0.93
3681 | 39857 | 2LT WM S HUISMAN USARC | 27864 | 88TH RRC - MINNESOTA | ARRES |  | United States | Ohio | Cuyahoga | Unknown | 44122 | 0.93 | 0.93
5284 | 39C10 | GREENVILLE | 390NG | OHIO NATIONAL GUARD | ARGUARD | 1434 Wagner AVE | United States | Ohio | Darke | Greenville | 45331 | 0.93 | 0.93
6805 | 39D65 | PIQUA | 390NG | OHIO NATIONAL GUARD | ARGUARD | 623 E Ash ST | United States | Ohio | Darke | Piqua | 45356 | 0.93 | 0.93
185175 | 82387-11847 | FIFTH ST DEFIANCE | 82387 | JOINT RECRUITING PROGRAM | USACE | 617 FIFTH ST | United States | Ohio | Defiance | Defiance | 43512 | 0.93 | 0.93
189987 | 822132 | 7349 WOODSHIRE LANE HOLLAND | 70132 | INDEPENDENT DUTY HOUSING PROGRAM | USACE | 7349 Woodshire Lane | United States | Ohio | Defiance | Farmer | 43520 | 0.93 | 0.93
4689 | 39B80 | DELAWARE | 390NG | OHIO NATIONAL GUARD | ARGUARD | 79 W Williams ST | United States | Ohio | Delaware | Delaware | 43015 | 0.93 | 0.93
4690 | 39870 | DELAWARE MEMORIAL USARC | 27864 | 88TH RRC - MINNESOTA | ARRES | 450 PENNSYLVANIA AVE | United States | Ohio | Delaware | Delaware | 43015 | 0.93 | 0.93
170722 | 39629 | DELAWARE TACC | 390NG | OHIO NATIONAL GUARD | ARGUARD |  | United States | Ohio | Delaware | Delaware | 43015 | 0.93 | 0.93
183390 | 800051 | 1776 COLUMBUS PIKE DELEWARE | 82387 | JOINT RECRUITING PROGRAM | USACE | 1776 Columbus Pike | United States | Ohio | Delaware | Delaware | 43015 | 0.93 | 0.93
191028 | 823424 | 4740 CHAMERA LOOP GALENA | 70132 | INDEPENDENT DUTY HOUSING PROGRAM | USACE | 4740 Chamera Loop | United States | Ohio | Delaware | Galena | 43520 | 0.93 | 0.93
191890 | 824560 | 683 ENCLAVE VILLAGE PLACE COLUMBUS | 70132 | INDEPENDENT DUTY HOUSING PROGRAM | USACE | 683 Enclave Village Place | United States | Ohio | Delaware | Lewis Center | 43035 | 0.93 | 0.93
188072 | 810195 | 8414 SAWMILL ROAD POWELL | 70132 | INDEPENDENT DUTY HOUSING PROGRAM | USACE | 8414 Sawmill Road | United States | Ohio | Delaware | Powell | 43065 | 0.93 | 0.93
188765 | 820837 | 3961 ORCHARD VIEW PLACE POWELL | 70132 | INDEPENDENT DUTY HOUSING PROGRAM | USACE | 3961 Orchard View Place | United States | Ohio | Delaware | Powell | 43065 | 0.93 | 0.93
191159 | 823558 | 2639 BERBER STREET POWELL | 70132 | INDEPENDENT DUTY HOUSING PROGRAM | USACE | 2639 Berber Street | United States | Ohio | Delaware | Powell | 43065 | 0.93 | 0.93
3634 | 39954 | COONEY USARC/AMSA #165 S-S | 27864 | 88TH RRC - MINNESOTA | ARRES | 1119 W. Mason Road | United States | Ohio | Erie | Milan | 44846 | 0.93 | 0.93
7163 | 39D95 | SANDUSKY | 390NG | OHIO NATIONAL GUARD | ARGUARD | 117 Woodlawn AVE | United States | Ohio | Erie | Sandusky | 44870 | 0.93 | 0.93
185762 | 82387-13296 | W PERKINS AVE SANDUSKY | 82387 | JOINT RECRUITING PROGRAM | USACE | 912 W PERKINS AVE | United States | Ohio | Erie | Sandusky | 44870 | 0.93 | 0.93
3162 | TJUW0001 | PLUMBROOK STATION SITE # 1 | EUBC | CAMP PERRY ANG | AFGUARD | 6100 North Columbus Avenue | United States | Ohio | Erie | Sandusky | 44877 | 0.93 | 0.93
7509 | 39E30 | TARLTON TNG SITE | 390NG | OHIO NATIONAL GUARD | ARGUARD | 111 Hon Gordon M. Ow | United States | Ohio | Fairfield | Amanda | 43102 | 0.93 | 0.93
183950 | 800056 | 1532 RIVER VALLEY CIRCLE LANCASTER | 82387 | JOINT RECRUITING PROGRAM | USACE | 1532 River Valley Circle | United States | Ohio | Fairfield | Lancaster | 43130 | 0.93 | 0.93
185713 | 82387-10170 | 123 S BROAD ST LANCASTER | 82387 | JOINT RECRUITING PROGRAM | USACE | 123 S BROAD ST SUITES 300-304 | United States | Ohio | Fairfield | Lancaster | 43130 | 0.93 | 0.93
190079 | 822228 | 483 YALE CIRCLE PICKERINGTON | 70132 | INDEPENDENT DUTY HOUSING PROGRAM | USACE | 483 Yale Circle | United States | Ohio | Fairfield | Pickerington | 43147 | 0.93 | 0.93
190820 | 823254 | 201 KNOWLTON COURT PICKERINGTON | 70132 | INDEPENDENT DUTY HOUSING PROGRAM | USACE | 201 Knowlton Court | United States | Ohio | Fairfield | Pickerington | 43147 | 0.93 | 0.93
7517 | 39880 | TAYLOR STATION ROAD USARC | 27864 | 88TH RRC - MINNESOTA | ARRES | 765 Taylor Station Road | United States | Ohio | Franklin | Blacklick | 43004 | 0.93 | 0.93
190104 | 822283 | 7853 GRANDLIN PARK CT. BLACKLICK | 70132 | INDEPENDENT DUTY HOUSING PROGRAM | USACE | 7853 Grandlin Park Court | United States | Ohio | Franklin | Blacklick | 43004 | 0.93 | 0.93
190492 | 822553 | 185 STRATHSPREY DRIVE BLACKLICK | 70132 | INDEPENDENT DUTY HOUSING PROGRAM | USACE | 185 Strathsprey Drive | United States | Ohio | Franklin | Blacklick | 43004 | 0.93 | 0.93
190705 | 822817 | 7866 BIRCK CREEK DRIVE BLACKLICK | 70132 | INDEPENDENT DUTY HOUSING PROGRAM | USACE | 7866 Birck Creek Drive | United States | Ohio | Franklin | Blacklick | 43004 | 0.93 | 0.93
191209 | 823798 | 656 HALEIGH WOODS COURT BLACKLICK | 70132 | INDEPENDENT DUTY HOUSING PROGRAM | USACE | 656 Haleigh Woods Court | United States | Ohio | Franklin | Blacklick | 43004 | 0.93 | 0.93
191519 | 824013 | 8280 PAROLI LANE BLACKLICK | 70132 | INDEPENDENT DUTY HOUSING PROGRAM | USACE | 8280 Paroli Lane | United States | Ohio | Franklin | Blacklick | 43004 | 0.93 | 0.93
170247 | 39B45 | COLUMBUS STOREFRONT | 390NG | OHIO NATIONAL GUARD | ARGUARD |  | United States | Ohio | Franklin | Columbus | 43201 | 0.93 | 0.93
184636 | 82387-10762 | 3481 SOUTH HIGH STREET COLUMBUS | 82387 | JOINT RECRUITING PROGRAM | USACE | 3481 SOUTH HIGH STREET SOUTHPOINT ON HIGH SC | United States | Ohio | Franklin | Columbus | 43207 | 0.93 | 0.93
832 | N00128-CO | NAVOPSPTCEN COLUMBUS OH | N00128 | NAVAL STATION GREAT LAKES IL | NAVACT | 855 South Yearling Road | United States | Ohio | Franklin | Columbus | 43213 | 0.93 | 0.93
3687 | 39887 | 83D DIV MEMORIAL USARC/AMSA | 27864 | 88TH RRC - MINNESOTA | ARRES | 165 North Yearling Road | United States | Ohio | Franklin | Columbus | 43213 | 0.93 | 0.93
4765 | 39996 | DSCC BLDG 24 | 390NG | OHIO NATIONAL GUARD | ARGUARD | 85 N Yearling RD | United States | Ohio | Franklin | Columbus | 43213 | 0.93 | 0.93
7881 | 39860 | WHITEHALL MEMORIAL USARC | 27864 | 88TH RRC - MINNESOTA | ARRES |  | United States | Ohio | Franklin | Columbus | 43213 | 0.93 | 0.93
184635 | 82387-11718 | E MAIN ST COLUMBUS | 82387 | JOINT RECRUITING PROGRAM | USACE | 5150 E MAIN ST | United States | Ohio | Franklin | Columbus | 43213 | 0.93 | 0.93
184640 | 82387-11618 | DUBLIN RD COLUMBUS | 82387 | JOINT RECRUITING PROGRAM | USACE | 1335 DUBLIN RD #201 | United States | Ohio | Franklin | Columbus | 43215 | 0.93 | 0.93
187530 | 800804 | EAST BROADWAY STREET COLUMBUS | 82387 | JOINT RECRUITING PROGRAM | USACE | East Broadway Street | United States | Ohio | Franklin | Columbus | 43216 | 0.93 | 0.93
7004 | 39356 | RICKENBACKER (MTA) | 390NG | OHIO NATIONAL GUARD | ARGUARD | 8227 S Access RD | United States | Ohio | Franklin | Columbus | 43217 | 0.93 | 0.93
7005 | 39865 | RICKENBACKER USARC | 27864 | 88TH RRC - MINNESOTA | ARRES | 7351 Zistel Street | United States | Ohio | Franklin | Columbus | 43217 | 0.93 | 0.93
3574 | 39997 | DSCC ARNG SUPPORT CENTER | 390NG | OHIO NATIONAL GUARD | ARGUARD | 3990 E Broad ST | United States | Ohio | Franklin | Columbus | 43218 | 0.93 | 0.93
4685 | 39225 | DEFENSE SUPPLY CENTER COLUMBUS | 39225 | DEFENSE SUPPLY CENTER COLUMBUS | ARACT | 3990 E Broad St | United States | Ohio | Franklin | Columbus | 43218 | 0.93 | 0.93
167756 | 39296 | DSCC AFRC (BRAC 05) | 27864 | 88TH RRC - MINNESOTA | ARRES |  | United States | Ohio | Franklin | Columbus | 43218 | 0.93 | 0.93
184637 | 82387-11434 | BUILDING 1013 COLUMBUS | 82387 | JOINT RECRUITING PROGRAM | USACE | BUILDING 1013 SECTION 13 | United States | Ohio | Franklin | Columbus | 43218 | 0.93 | 0.93
189739 | 821907 | 2966 DUNLAVIN GLEN RD COLUMBUS | 70132 | INDEPENDENT DUTY HOUSING PROGRAM | USACE | 2966 Dunlavin Glen Road | United States | Ohio | Franklin | Columbus | 43221 | 0.93 | 0.93
4515 | 39B50 | COLUMBUS (SULLIVANT) | 390NG | OHIO NATIONAL GUARD | ARGUARD | 4094 Sullivant AVE | United States | Ohio | Franklin | Columbus | 43228 | 0.93 | 0.93
184633 | 82387-13204 | W BROAD ST COLUMBUS 2 | 82387 | JOINT RECRUITING PROGRAM | USACE | 4834 WEST BROAD WESTLAND SQUARE S.C. | United States | Ohio | Franklin | Columbus | 43228 | 0.93 | 0.93
191885 | 824530 | 5650 WINSOR WOODS DRIVE COLUMBUS | 70132 | INDEPENDENT DUTY HOUSING PROGRAM | USACE | 5650 Winsor Woods Drive | United States | Ohio | Franklin | Columbus | 43230 | 0.93 | 0.93
190431 | 820656 | 8664 MAISCH STREET COLUMBUS | 70132 | INDEPENDENT DUTY HOUSING PROGRAM | USACE | 8664 Maisch Street | United States | Ohio | Franklin | Columbus | 43231 | 0.93 | 0.93
184639 | 82387-11886 | FRANKSWAY COLUMBUS | 82387 | JOINT RECRUITING PROGRAM | USACE | 2531 FRANKSWAY EASTLAND PLAZA | United States | Ohio | Franklin | Columbus | 43232 | 0.93 | 0.93
3976 | 39B62 | BEIGHTLER ARMORY | 390NG | OHIO NATIONAL GUARD | ARGUARD | 2825 WGranville RD | United States | Ohio | Franklin | Columbus | 43235 | 0.93 | 0.93
191835 | 824529 | 1107 BLUFFWAY DRIVE COLUMBUS | 70132 | INDEPENDENT DUTY HOUSING PROGRAM | USACE | 1107 Bluffway Drive | United States | Ohio | Franklin | Columbus | 43235 | 0.93 | 0.93
187062 | 710666 | 8603 ROSCOE PLACE DUBLIN | 70132 | INDEPENDENT DUTY HOUSING PROGRAM | USACE | 8603 ROSCOE PLACE | United States | Ohio | Franklin | Dublin | 43016 | 0.93 | 0.93
190399 | 822362 | 6024 ANNA LOOP DUBLIN | 70132 | INDEPENDENT DUTY HOUSING PROGRAM | USACE | 6024 Anna Loop | United States | Ohio | Franklin | Dublin | 43016 | 0.93 | 0.93
190834 | 823123 | 4882 STRATFORD PINE LANE DUBLIN | 70132 | INDEPENDENT DUTY HOUSING PROGRAM | USACE | 4882 Stratford Pine Lane | United States | Ohio | Franklin | Dublin | 43016 | 0.93 | 0.93
189130 | 821068 | 6460 SAWMILL ROAD COLUMBUS | 82387 | JOINT RECRUITING PROGRAM | USACE | 6460 Sawmill Road | United States | Ohio | Franklin | Dublin | 43235 | 0.93 | 0.93
184891 | 710155 | 775 TAYLOR ROAD GAHANNA | 66155 |  | USACE | 775 TAYLOR ROAD | United States | Ohio | Franklin | Gahanna | 43230 | 0.93 | 0.93
190827 | 823201 | 279 SUMPTION DRIVE GAHANNA | 70132 | INDEPENDENT DUTY HOUSING PROGRAM | USACE | 279 Sumption Drive | United States | Ohio | Franklin | Gahanna | 43230 | 0.93 | 0.93
188283 | 820080 | 2441 ZINNER CIRCLE GROVE CITY | 70132 | INDEPENDENT DUTY HOUSING PROGRAM | USACE | 2441 Zinner Circle | United States | Ohio | Franklin | Grove City | 43123 | 0.93 | 0.93
190837 | 823184 | 5811 PLATINUM DRIVE GROVE CITY | 70132 | INDEPENDENT DUTY HOUSING PROGRAM | USACE | 5811 Platinum Drive | United States | Ohio | Franklin | Grove City | 43123 | 0.93 | 0.93
189073 | 821021 | 2755 RUSTLING OAK BLVD. HILLIARD | 70132 | INDEPENDENT DUTY HOUSING PROGRAM | USACE | 2755 Rustling Oak Blvd | United States | Ohio | Franklin | Hilliard | 43026 | 0.93 | 0.93
191427 | 823958 | 6257 ACACIA DRIVE HILLIARD | 70132 | INDEPENDENT DUTY HOUSING PROGRAM | USACE | 6257 Acacia Drive | United States | Ohio | Franklin | Hilliard | 43026 | 0.93 | 0.93
188220 | 820328 | 1120 TAYLOR MILLS DRIVE REYNOLDSBURG | 70132 | INDEPENDENT DUTY HOUSING PROGRAM | USACE | 1120 Taylor Mills Drive | United States | Ohio | Franklin | Reynoldsburg | 43068 | 0.93 | 0.93
191833 | 824557 | 1060 BERGENIA DRIVE REYNOLDSBURG | 70132 | INDEPENDENT DUTY HOUSING PROGRAM | USACE | 1060 Bergenia Drive | United States | Ohio | Franklin | Reynoldsburg | 43068 | 0.93 | 0.93
191903 | 824558 | 9212 FIRSTGATE DRIVE REYNOLDSBURG | 70132 | INDEPENDENT DUTY HOUSING PROGRAM | USACE | 9212 Firstgate Drive | United States | Ohio | Franklin | Reynoldsburg | 43068 | 0.93 | 0.93
2499 | NLZG0001 | RICKENBACKER SITE # 1 | NLZG | RICKENBACKER | AFGUARD | 7370 Minuteman Way | United States | Ohio | Franklin | Unknown | 370990 | 0.93 | 0.93
5121 | 39220 | FT HAYES MEMORIAL USARC | 27864 | 88TH RRC - MINNESOTA | ARRES |  | United States | Ohio | Franklin | Unknown | 43215 | 0.93 | 0.93
184407 | 82387-13373 | WESTERVIEW DR WESTERVILLE | 82387 | JOINT RECRUITING PROGRAM | USACE | 20 & 26 WESTERVIEW DRIVE | United States | Ohio | Franklin | Westerville | 43081 | 0.93 | 0.93
189990 | 822134 | 8036 SCHOOLSIDE DRIVE WESTERVILLE | 70132 | INDEPENDENT DUTY HOUSING PROGRAM | USACE | 8036 Schoolside Drive | United States | Ohio | Franklin | Westerville | 43081 | 0.93 | 0.93
191499 | 824087 | 1212 BROKEN BOW COURT WESTERVILLE | 70132 | INDEPENDENT DUTY HOUSING PROGRAM | USACE | 1212 Broken Bow Court | United States | Ohio | Franklin | Westerville | 43081 | 0.93 | 0.93
191202 | 823557 | 5519 BULLFINCH DRIVE WESTERVILLE | 70132 | INDEPENDENT DUTY HOUSING PROGRAM | USACE | 5519 Bullfinch Drive | United States | Ohio | Franklin | Westerville | 43082 | 0.93 | 0.93
191883 | 824585 | 516 IVYSIDE SQUARE WESTERVILLE | 70132 | INDEPENDENT DUTY HOUSING PROGRAM | USACE | 516 Ivyside Square | United States | Ohio | Franklin | Westerville | 43082 | 0.93 | 0.93
190872 | 823323 | 1230 N SHOOP AVENUE WAUSEON | 82387 | JOINT RECRUITING PROGRAM | USACE | 1230 N Shoop Avenue | United States | Ohio | Fulton | Wauseon | 43567 | 0.93 | 0.93
182732 | 82387-12931 | SECOND AVE GALLIPOLIS | 82387 | JOINT RECRUITING PROGRAM | USACE | 358 SECOND AVENUE | United States | Ohio | Gallia | Gallipolis | 45631 | 0.93 | 0.93
191647 | 824192 | 432 SILVER BRIDGE PLAZE GALLIPOLIS | 82387 | JOINT RECRUITING PROGRAM | USACE | 432 Silver Bridge Plaza | United States | Ohio | Gallia | Gallipolis | 45631 | 0.93 | 0.93
182731 | 82387-12674 | PRESIDENTIAL DR FAIRBORN | 82387 | JOINT RECRUITING PROGRAM | USACE | 2940 PRESIDENTIAL DR SUITE 160 | United States | Ohio | Greene | Fairborn | 45324 | 0.94 | 0.93
189712 | ZHTV0003 | WRIGHT-PATT SITE #3 | ZHTV | WRIGHT-PATTERSON AFB | AFACT |  | United States | Ohio | Greene | Fairborn | 45433 | 0.94 | 0.93
3530 | ZHTV0001 | WRIGHT-PATT SITE # 1 | ZHTV | WRIGHT-PATTERSON AFB | AFACT | 5151 Wright Ave | United States | Ohio | Greene | Wright-Patterson AFB | 45433 | 0.94 | 0.93
189421 | ZHTV0002 | WRIGHT-PATT SITE #2 | ZHTV | WRIGHT-PATTERSON AFB | AFACT |  | United States | Ohio | Greene | Wright-Patterson AFB | 45433 | 0.94 | 0.93
7981 | 39E90 | XENIA | 390NG | OHIO NATIONAL GUARD | ARGUARD | 2404 S 16th. ST | United States | Ohio | Greene | Xenia | 45385 | 0.94 | 0.93
184447 | 82387-13419 | XENIA TOWNE SQ XENIA | 82387 | JOINT RECRUITING PROGRAM | USACE | XENIA TOWNE SQ SHOP 138 | United States | Ohio | Greene | Xenia | 45385 | 0.94 | 0.93
182425 | 82387-13409 | WOODLAWN CAMBRIDGE | 82387 | JOINT RECRUITING PROGRAM | USACE | 1225 WOODLAWN | United States | Ohio | Guernsey | Cambridge | 43725 | 0.93 | 0.93
1493 | BVGM0001 | BLUE ASH ANG STN SITE # 1 | WAAR | SPRINGFIELD BECKLEY | AFGUARD | 10649 Mckinley Road | United States | Ohio | Hamilton | Blue Ash | 45242 | 0.93 | 0.93
831 | N00128-CI | NAVOPSPTCEN CINCINNATI | N00128 | NAVAL STATION GREAT LAKES IL | NAVACT | 3190 Gilbert Avenue | United States | Ohio | Hamilton | Cincinnati | 45207 | 0.93 | 0.93
188492 | 820335 | 2135 DANA AVENUE CINCINNATI | 82387 | JOINT RECRUITING PROGRAM | USACE | 2135 Dana Avenue | United States | Ohio | Hamilton | Cincinnati | 45207 | 0.93 | 0.93
183814 | 82387-11985 | HIGHLAND AVE CINCINNATI | 82387 | JOINT RECRUITING PROGRAM | USACE | 3264 HIGHLAND AVE HIGHLAND RIDGE PLAZA | United States | Ohio | Hamilton | Cincinnati | 45213 | 0.93 | 0.93
7959 | 39E75 | WOODLAWN | 390NG | OHIO NATIONAL GUARD | ARGUARD | 1301 Sunset Ridge Ro | United States | Ohio | Hamilton | Cincinnati | 45215 | 0.93 | 0.93
3633 | 39846 | COL DUDLEY M OUTCALT USARC | 27864 | 88TH RRC - MINNESOTA | ARRES | 11880 Mosteller Road | United States | Ohio | Hamilton | Cincinnati | 45231 | 0.93 | 0.93
183815 | 82387-11270 | 9369 COLERAIN AVENUE CINCINNATI | 82387 | JOINT RECRUITING PROGRAM | USACE | 9369 COLERAIN AVENUE | United States | Ohio | Hamilton | Cincinnati | 45231 | 0.93 | 0.93
7490 | 39845 | T.H. MORROW USARC/AMSA #59 S-S | 27864 | 88TH RRC - MINNESOTA | ARRES | 1600 Seymour Avenue | United States | Ohio | Hamilton | Cincinnati | 45237 | 0.93 | 0.93
183811 | 82387-13099 | TWO CROWN POINT CINCINNATI | 82387 | JOINT RECRUITING PROGRAM | USACE | TWO CROWN POINT | United States | Ohio | Hamilton | Cincinnati | 45241 | 0.93 | 0.93
170245 | 39403 | CINCINNATI EASTGATE STOREFRONT | 390NG | OHIO NATIONAL GUARD | ARGUARD |  | United States | Ohio | Hamilton | Cincinnati | 45245 | 0.93 | 0.93
183812 | 800044 | 4476 GLEN ESTE WITHAMSVILLE ROAD CINCINNATI | 82387 | JOINT RECRUITING PROGRAM | USACE | 4476 Glen Este-Withansville Road | United States | Ohio | Hamilton | Cincinnati | 45245 | 0.93 | 0.93
191717 | 824154 | 730 FOX CREEK LANE CINCINATTI | 70132 | INDEPENDENT DUTY HOUSING PROGRAM | USACE | 730 Fox Creek Lane | United States | Ohio | Hamilton | Cincinnati | 45245 | 0.93 | 0.93
187936 | 810012 | 6502 HARRISON AVENUE DENT | 82387 | JOINT RECRUITING PROGRAM | USACE | 6502 Harrison Avenue | United States | Ohio | Hamilton | Dent | 45247 | 0.93 | 0.93
170252 | 39B96 | FINDLAY STOREFRONT | 390NG | OHIO NATIONAL GUARD | ARGUARD |  | United States | Ohio | Hancock | Findlay | 45840 | 0.93 | 0.93
183406 | 82387-10466 | 2033 TIFFEN AVE FINDLAY | 82387 | JOINT RECRUITING PROGRAM | USACE | 2033 TIFFEN AVE | United States | Ohio | Hancock | Findlay | 45840 | 0.93 | 0.93
186515 | 710023 | 1401 S. MAIN ST. FINDLAY | 70132 | INDEPENDENT DUTY HOUSING PROGRAM | USACE | 1401 S. MAIN ST. | United States | Ohio | Hancock | Findlay | 45840 | 0.93 | 0.93
189497 | 821550 | 505 FLINTLOCK CT. FINDLAY | 70132 | INDEPENDENT DUTY HOUSING PROGRAM | USACE | 505 Flintlock Court | United States | Ohio | Hancock | Findlay | 45840 | 0.93 | 0.93
190143 | CDZT0001 | CADIZ TRAINING SITE | JLSS | PGH IAP ARS | AFRES |  | United States | Ohio | Harrison | Cadiz | 43778 | 0.94 | 0.93
7364 | 39830 | SSG GEORGE J. CONAWAY USARC | 27864 | 88TH RRC - MINNESOTA | ARRES | 978 E Market Street | United States | Ohio | Harrison | Cadiz | 43907 | 0.93 | 0.93
187846 | 810005 | 120 ROBERTS LANE HILLSBORO | 82387 | JOINT RECRUITING PROGRAM | USACE | 120 Roberts Lane | United States | Ohio | Highland | Hillsboro | 45133 | 0.93 | 0.93
184375 | 82387-13240 | W HUNTER ST LOGAN | 82387 | JOINT RECRUITING PROGRAM | USACE | 832 W HUNTER STREET | United States | Ohio | Hocking | Logan | 43138 | 0.93 | 0.93
6575 | 39D45 | NORWALK | 390NG | OHIO NATIONAL GUARD | ARGUARD | 400 W Main ST | United States | Ohio | Huron | Norwalk | 44857 | 0.93 | 0.93
190466 | 822949 | 112 STATE ROUTE 61 NORWALK | 70132 | INDEPENDENT DUTY HOUSING PROGRAM | USACE | 112 State Route 61 | United States | Ohio | Huron | Norwalk | 44857 | 0.93 | 0.93
191318 | 823896 | 201 MILAN AVENUE NORWALK | 82387 | JOINT RECRUITING PROGRAM | USACE | 201 Milan Avenue | United States | Ohio | Huron | Norwalk | 44857 | 0.93 | 0.93
182712 | 82387-11515 | CLINE ST NORWALK | 82387 | JOINT RECRUITING PROGRAM | USACE | 205 CLINE ST | United States | Ohio | Huron | Norwalk | 44857 | 0.93 | 0.93
185239 | 82387-11609 | DIXIE HWY FAIRFIELD | 82387 | JOINT RECRUITING PROGRAM | USACE | 5120 DIXIE HGWY | United States | Ohio | Jefferson | Fairfield | 45014 | 0.93 | 0.93
185684 | 82387-12217 | MALL DR STEUBENVILLE | 82387 | JOINT RECRUITING PROGRAM | USACE | 100 MALL DRIVE SPACE C-19 | United States | Ohio | Jefferson | Steubenville | 43952 | 0.93 | 0.93
191515 | 824020 | 6171 CAMBRIDGE PARK DRIVE KIRTLAND HILLS | 70132 | INDEPENDENT DUTY HOUSING PROGRAM | USACE | 6171 Cambridge Park Drive | United States | Ohio | Lake | Kirtland Hills | 44060 | 0.93 | 0.93
184999 | 82387-12260 | MENTOR AVE MENTOR | 82387 | JOINT RECRUITING PROGRAM | USACE | 7535 MENTOR AVE | United States | Ohio | Lake | Mentor | 44060 | 0.93 | 0.93
190689 | 822409 | 6067 COLLINS ROAD MENTOR | 70132 | INDEPENDENT DUTY HOUSING PROGRAM | USACE | 6067 Collins Road | United States | Ohio | Lake | Mentor | 44060 | 0.93 | 0.93
6413 | 39D25 | NEWARK | 390NG | OHIO NATIONAL GUARD | ARGUARD | 1257 Hollar Lane | United States | Ohio | Licking | Newark | 43055 | 0.93 | 0.93
191498 | 39789 | 384 W HUNTER DRIVE NEWARK | 70132 | INDEPENDENT DUTY HOUSING PROGRAM | USACE | 384 W. Hunter Drive | United States | Ohio | Licking | Newark | 43055 | 0.93 | 0.93
183387 | 82387-11602 | DEO DR NEWARK | 82387 | JOINT RECRUITING PROGRAM | USACE | 281 DEO DR INDIAN VALLEY SHOP | United States | Ohio | Licking | Newark | 43055 | 0.93 | 0.93
184888 | 82387-12831 | S MAIN ST BELLEFONTAINE | 82387 | JOINT RECRUITING PROGRAM | USACE | 1820 SOUTH MAIN ST. | United States | Ohio | Logan | Bellefontaine | 43311 | 0.93 | 0.93
186274 | 801073 | CENTER ROAD AVAON | 82387 | JOINT RECRUITING PROGRAM | USACE | 201 Milan Avenue | United States | Ohio | Lorain | Avalon | 44011 | 0.93 | 0.93
182730 | 82387-12276 | MIDWAY MALL ELYRIA | 82387 | JOINT RECRUITING PROGRAM | USACE | 4694 MIDWAY MALL | United States | Ohio | Lorain | Elyria | 44035 | 0.93 | 0.93
185568 | 82387-11422 | BROADWAY LORAIN | 82387 | JOINT RECRUITING PROGRAM | USACE | 300 BROADWAY | United States | Ohio | Lorain | Lorain | 44052 | 0.93 | 0.93
190869 | 823267 | 4357 JENEE DRIVE LORAIN | 70132 | INDEPENDENT DUTY HOUSING PROGRAM | USACE | 4357 Jenee Drive | United States | Ohio | Lorain | Lorain | 44053 | 0.93 | 0.93
5953 | 39C70 | LORAIN | 390NG | OHIO NATIONAL GUARD | ARGUARD | 3520 Grove AVE | United States | Ohio | Lorain | Lorain | 44054 | 0.93 | 0.93
189242 | 821325 | 601 LAKEWOOD BEACH DRIVE SHEFFIELD LAKE | 70132 | INDEPENDENT DUTY HOUSING PROGRAM | USACE | 601 Lakewood Beach Drive | United States | Ohio | Lorain | Sheffield Lake | 44054 | 0.93 | 0.93
7563 | 39760 | TOLEDO AREA USAR | 27864 | 88TH RRC - MINNESOTA | ARRES | 9825 Garden Road | United States | Ohio | Lucas | Monclova | 43542 | 0.93 | 0.93
3345 | WYTD0001 | TOLEDO/EXP APRT SITE # 1 | WYTD | TOLEDO/EXP APRT | AFGUARD | 2660 South Eber Road | United States | Ohio | Lucas | Swanton | 43558 | 0.93 | 0.93
190188 | WYTD0002 | TACAN SITE #2 | WYTD | TOLEDO/EXP APRT | AFGUARD |  | United States | Ohio | Lucas | Swanton | 43559 | 0.93 | 0.93
857 | N00128-TO | NAVOPSPTCEN TOLEDO OH | N00128 | NAVAL STATION GREAT LAKES IL | NAVACT | 28828 Glenwood Road | United States | Ohio | Lucas | Toledo | 43551 | 0.93 | 0.93
182422 | 710671 | TOLEDO-LUCAS COUNTY TOLEDO | 27864 | 88TH RRC - MINNESOTA | ARRES | TOLEDO-LUCAS COUNTY GARDEN ROAD | United States | Ohio | Lucas | Toledo | 43604 | 0.93 | 0.93
189542 | 82387-12572 | OAK ALLEY CT TOLEDO | 82387 | JOINT RECRUITING PROGRAM | USACE | 3454 OAK ALLEY CT SUITE 303 | United States | Ohio | Lucas | Toledo | 43606 | 0.93 | 0.93
182423 | 710977 | 9727,ET AL GARDEN RD TOLEDO | 27864 | 88TH RRC - MINNESOTA | ARRES | 9727,ET AL GARDEN RD | United States | Ohio | Lucas | Toledo | 43607 | 0.93 | 0.93
182421 | 82387-12059 | JACKMAN RD TOLEDO | 82387 | JOINT RECRUITING PROGRAM | USACE | 4925 JACKMAN RD STOREROOM #46 | United States | Ohio | Lucas | Toledo | 43613 | 0.93 | 0.93
7562 | 39422 | TOLEDO | 390NG | OHIO NATIONAL GUARD | ARGUARD | 2335 6th AVE NE | United States | Ohio | Lucas | Toledo | 43614 | 0.93 | 0.93
182420 | 82387-12862 | S REYNOLDS RD TOLEDO | 82387 | JOINT RECRUITING PROGRAM | USACE | 522 S REYNOLDS RD UNITS B AND G | United States | Ohio | Lucas | Toledo | 43614 | 0.93 | 0.93
190751 | 822959 | 244 OAKLEY AVENUE BOARDMAN | 70132 | INDEPENDENT DUTY HOUSING PROGRAM | USACE | 244 Oakley Avenue | United States | Ohio | Mahoning | Boardman | 44512 | 0.94 | 0.94
183995 | 82387-12233 | MARKET ST BOARDMAN | 82387 | JOINT RECRUITING PROGRAM | USACE | 7401 MARKET ST SOUTHERN PARK MALL | United States | Ohio | Mahoning | Boardman | 44512 | 0.94 | 0.94
189356 | 821442 | 1928 WENDY LANE POLAND | 70132 | INDEPENDENT DUTY HOUSING PROGRAM | USACE | 1928 Wendy Lane | United States | Ohio | Mahoning | Poland | 44514 | 0.94 | 0.94
8001 | 39E95 | YOUNGSTOWN (AUSTIN TOWN) | 390NG | OHIO NATIONAL GUARD | ARGUARD | 6000 Mahoning AVE STE 120 | United States | Ohio | Mahoning | Youngstown | 44515 | 0.94 | 0.94
191662 | 824183 | 201 BOARDMAN CANFIELD RD. YOUNGSTOWN | 82387 | JOINT RECRUITING PROGRAM | USACE | 201 Boardman Canfield Road | United States | Ohio | Mahoning | Youngstown | 44515 | 0.94 | 0.94
3630 | 39904 | 2LT GEO. F. PENNINGTON USARC | 27864 | 88TH RRC - MINNESOTA | ARRES |  | United States | Ohio | Marion | Marion | 43302 | 0.93 | 0.93
5971 | 39905 | LTA, MARION ENGR DEPOT EAST | 27864 | 88TH RRC - MINNESOTA | ARRES | Patton Pike East | United States | Ohio | Marion | Marion | 43302 | 0.93 | 0.93
6073 | 39C90 | MARION | 390NG | OHIO NATIONAL GUARD | ARGUARD | 2561 Harding HWY E | United States | Ohio | Marion | Marion | 43302 | 0.93 | 0.93
183997 | 82387-12858 | S PROSPECT ST MARION | 82387 | JOINT RECRUITING PROGRAM | USACE | 131 S PROSPECT ST | United States | Ohio | Marion | Marion | 43302 | 0.93 | 0.93
6143 | 39D07 | MEDINA | 390NG | OHIO NATIONAL GUARD | ARGUARD | 920 W Lafayette RD | United States | Ohio | Medina | Medina | 44256 | 0.93 | 0.93
185007 | 82387-10875 | 44 PUBLIC SQUARE MEDINA | 82387 | JOINT RECRUITING PROGRAM | USACE | 44 PUBLIC SQUARE | United States | Ohio | Medina | Medina | 44256 | 0.93 | 0.93
185008 | 82387-12359 | N COURT ST MEDINA | 82387 | JOINT RECRUITING PROGRAM | USACE | 961 N COURT ST | United States | Ohio | Medina | Medina | 44256 | 0.93 | 0.93
185009 | 82387-10871 | 437 WEST LIBERTY STREET MEDINA | 82387 | JOINT RECRUITING PROGRAM | USACE | 437 WEST LIBERTY STREET | United States | Ohio | Medina | Medina | 44256 | 0.93 | 0.93
190774 | 823095 | 7584 SEVILLE ROAD SEVILLE | 70132 | INDEPENDENT DUTY HOUSING PROGRAM | USACE | 7584 Seville Road | United States | Ohio | Medina | Seville | 44273 | 0.93 | 0.93
191481 | 824041 | 1949 HAVEMANN RD CELINA | 82387 | JOINT RECRUITING PROGRAM | USACE | 1949 Havemann Road | United States | Ohio | Miami | Celina | 45822 | 0.93 | 0.93
185235 | 82387-12268 | MIAMI VLY MALL PIQUA | 82387 | JOINT RECRUITING PROGRAM | USACE | MIAMI VALLEY MALL RIVERSIDE PL,STE A-5 | United States | Ohio | Miami | Piqua | 45356 | 0.93 | 0.93
7595 | 39975 | TROY MEMORIAL USARC | 27864 | 88TH RRC - MINNESOTA | ARRES | 126 Schaftsbury Road | United States | Ohio | Miami | Troy | 45373 | 0.93 | 0.93
189728 | 821859 | 1593 NORTHWOOD CREEK CENTERVILLE | 70132 | INDEPENDENT DUTY HOUSING PROGRAM | USACE | 1593 Northwood Creek | United States | Ohio | Montgomery | Centerville | 45458 | 0.92 | 0.91
3531 | ZHUB0001 | WRIGHT PATT COMM FACILITY ANNEX #1 SITE # 1 | ZHTV | WRIGHT-PATTERSON AFB | AFACT |  | United States | Ohio | Montgomery | Dayton | 45390 | 0.92 | 0.91
170249 | 39B75 | DAYTON STOREFRONT | 390NG | OHIO NATIONAL GUARD | ARGUARD |  | United States | Ohio | Montgomery | Dayton | 45408 | 0.92 | 0.91
191354 | 823292 | 6708 AND 6712 COMMERCE CENTER ROAD DAYTON | 82387 | JOINT RECRUITING PROGRAM | USACE | 6708 and 6712 Commerce Center Road | United States | Ohio | Montgomery | Dayton | 45414 | 0.92 | 0.91
5721 | 39C40 | KETTERING | 390NG | OHIO NATIONAL GUARD | ARGUARD | 2555 County Line RD | United States | Ohio | Montgomery | Dayton | 45430 | 0.92 | 0.91
5821 | 39868 | LAPOINTE USARC | 27864 | 88TH RRC - MINNESOTA | ARRES | 38 N. Woodman Drive | United States | Ohio | Montgomery | Dayton | 45431 | 0.92 | 0.91
185728 | 82387-11496 | CHAMBERSBURG RD HUBER HEIGHTS | 82387 | JOINT RECRUITING PROGRAM | USACE | 6144 CHAMBERSBURG RD HUBER CENTRE | United States | Ohio | Montgomery | Huber Heights | 45424 | 0.92 | 0.91
187911 | 810002 | 4345 FAR HILLS AVE KETTERING | 82387 | JOINT RECRUITING PROGRAM | USACE | 4345 Far Hills Avenue | United States | Ohio | Montgomery | Kettering | 45429 | 0.92 | 0.91
184719 | 82387-13000 | SPRINGFIELD PIKE RIVERSIDE | 82387 | JOINT RECRUITING PROGRAM | USACE | 5100 SPRINGFIELD PIK WRIGHT POINT 2, #300 | United States | Ohio | Montgomery | Riverside | 45431 | 0.92 | 0.91
6125 | 39345 | MCCONNELSVILLE TRAINING SITE | 390NG | OHIO NATIONAL GUARD | ARGUARD | 4497 Hawk DR | United States | Ohio | Morgan | McConnelsville | 43756 | 0.93 | 0.93
3549 | ZRVL0001 | ZANESVILLE ANG STATION SITE # 1 | NLZG | RICKENBACKER | AFGUARD |  | United States | Ohio | Muskingum | Unknown | 43701 | 0.93 | 0.93
8009 | 39993 | ZANESVILLE MEMORIAL USARC | 27864 | 88TH RRC - MINNESOTA | ARRES | 1510 Moxahala Avenue | United States | Ohio | Muskingum | Zanesville | 43701 | 0.93 | 0.93
182824 | 27864-10011 | 850 AIRPORT RD ZANESVILLE | 27864 | 88TH RRC - MINNESOTA | ARRES | 850 AIRPORT RD ZANESVILLE MUNICIPAL AP | United States | Ohio | Muskingum | Zanesville | 43701 | 0.93 | 0.93
182825 | 710869 | 3934 TARYN TRACE ZANESVILLE | 82387 | JOINT RECRUITING PROGRAM | USACE | 3934 Taryn Trace Suite M7 | United States | Ohio | Muskingum | Zanesville | 43701 | 0.93 | 0.93
1630 | EUBC0001 | CAMP PERRY ANG SITE # 1 | EUBC | CAMP PERRY ANG | AFGUARD | 1200 North Camp Perry Eastern Road | United States | Ohio | Ottawa | Port Clinton | 43452 | 0.93 | 0.93
4280 | 39D75 | CAMP PERRY JOINT TRAINING CENTER | 39D75 | CAMP PERRY | ARGUARD | 1000 Lawrence RD | United States | Ohio | Ottawa | Port Clinton | 43452 | 0.93 | 0.93
183380 | 82387-10167 | 1226 NORTH CENTER ST. CIRCLEVILLE | 82387 | JOINT RECRUITING PROGRAM | USACE | 1226 NORTH CENTER ST. SUITES 7 AND 8 | United States | Ohio | Pickaway | Circleville | 43113 | 0.93 | 0.93
6796 | 39D63 | PIKETON | 390NG | OHIO NATIONAL GUARD | ARGUARD | 14460 State Route 124 | United States | Ohio | Pike | Piketon | 45661 | 0.93 | 0.93
185176 | 18081-10370 | HWY 23 PIKETON | 18081 | ARMY MISSION SUPPORT | USACE | 3930 US HWY 23 DOE RESERVATION | United States | Ohio | Pike | Piketon | 45661 | 0.93 | 0.93
184185 | 710168 | 1695 E. MAIN STREET KENT | 82387 | JOINT RECRUITING PROGRAM | USACE | 1695 E. MAIN STREET | United States | Ohio | Portage | Kent | 44240 | 0.96 | 0.96
185791 | 82387-13262 | W MAIN ST KENT | 82387 | JOINT RECRUITING PROGRAM | USACE | 265 WEST MAIN STREET | United States | Ohio | Portage | Kent | 44240 | 0.96 | 0.96
6940 | 39747 | RAVENNA ARMY AMMUNITION PLANT | 39747 | RAVENNA ARMY AMMUNITION PLANT | ARACT | 8451 State Rt 5 | United States | Ohio | Portage | Ravenna | 44266 | 0.96 | 0.96
4806 | 39B88 | EATON (MVSB) | 390NG | OHIO NATIONAL GUARD | ARGUARD | St. Clair ST | United States | Ohio | Preble | Eaton | 45320 | 0.93 | 0.93
4808 | 39B85 | EATON ARMORY | 390NG | OHIO NATIONAL GUARD | ARGUARD | 419 E Main Street | United States | Ohio | Preble | Eaton | 45320 | 0.93 | 0.93
169933 | 39816 | MANSFIELD FIRE STATION | 390NG | OHIO NATIONAL GUARD | ARGUARD |  | United States | Ohio | Richland | Mansfield | 44235 | 0.93 | 0.93
6060 | 39C80 | MANSFIELD | 390NG | OHIO NATIONAL GUARD | ARGUARD | 140 Ashland RD | United States | Ohio | Richland | Mansfield | 44902 | 0.93 | 0.93
2755 | PBXP0001 | SITE #1 CANTONEMENT AREA | PBXP | MANSFIELD LAHM MUNICIPAL AIRPORT | AFGUARD | 1947 Harrington Memorial Road | United States | Ohio | Richland | Mansfield | 44903 | 0.93 | 0.93
7371 | 39895 | SSG ROY CLIFTON SCOUTEN USARC | 27864 | 88TH RRC - MINNESOTA | ARRES |  | United States | Ohio | Richland | Mansfield | 44903 | 0.93 | 0.93
170659 | 39852 | MANSFIELD AFRC | 390NG | OHIO NATIONAL GUARD | ARGUARD |  | United States | Ohio | Richland | Mansfield | 44903 | 0.93 | 0.93
187748 | PBXP0003 | SITE #3 RED HORSE BED DOWN | PBXP | MANSFIELD LAHM MUNICIPAL AIRPORT | AFGUARD |  | United States | Ohio | Richland | Mansfield | 44903 | 0.93 | 0.93
187749 | PBXP0002 | SITE #2 OFF BASE DROP ZONE | PBXP | MANSFIELD LAHM MUNICIPAL AIRPORT | AFGUARD |  | United States | Ohio | Richland | Mansfield | 44903 | 0.93 | 0.93
185611 | 82387-13230 | W FOURTH ST MANSFIELD | 82387 | JOINT RECRUITING PROGRAM | USACE | 2010 WEST FOURTH ST | United States | Ohio | Richland | Mansfield | 44906 | 0.93 | 0.93
187924 | 810127 | 536 CHEVY CHASE ROAD MANSFIELD | 70132 | INDEPENDENT DUTY HOUSING PROGRAM | USACE | 536 Chevy Chase Road | United States | Ohio | Richland | Mansfield | 44907 | 0.93 | 0.93
190818 | 823191 | 1871 AUTUMN DRIVE MANSFIELD | 70132 | INDEPENDENT DUTY HOUSING PROGRAM | USACE | 1871 Autumn Drive | United States | Ohio | Richland | Mansfield | 44907 | 0.93 | 0.93
3652 | 39840 | SGT LAWRENCE W. SKAGGS USARC | 27864 | 88TH RRC - MINNESOTA | ARRES | 1836 Western Avenue | United States | Ohio | Ross | Chillicothe | 45601 | 0.93 | 0.93
4287 | 39425 | CAMP SHERMAN JOINT TRAINING CENTER | 390NG | OHIO NATIONAL GUARD | ARGUARD | 2154 Narrows RD | United States | Ohio | Ross | Chillicothe | 45601 | 0.93 | 0.93
190888 | 823246 | 1560 N. BRIDGE ST CHILLICOTHE | 82387 | JOINT RECRUITING PROGRAM | USACE | 1560 N. Bridge Street | United States | Ohio | Ross | Chillicothe | 45601 | 0.93 | 0.93
5101 | 39875 | FREMONT | 390NG | OHIO NATIONAL GUARD | ARGUARD |  | United States | Ohio | Sandusky | Fremont | 43420 | 0.93 | 0.93
183407 | 82387-12802 | S FRONT ST FREMONT | 82387 | JOINT RECRUITING PROGRAM | USACE | 310 S FRONT STREET SUITE 2 | United States | Ohio | Sandusky | Fremont | 43420 | 0.93 | 0.93
191663 | 824119 | 2136 ENTERPRISE STREET FREMONT | 82387 | JOINT RECRUITING PROGRAM | USACE | 2136 Enterprise Street | United States | Ohio | Sandusky | Fremont | 43420 | 0.93 | 0.93
6864 | 39935 | PORTSMOUTH | 390NG | OHIO NATIONAL GUARD | ARGUARD | 1620 Coles Boulevard | United States | Ohio | Scioto | Portsmouth | 45662 | 0.93 | 0.93
184694 | 82387-11274 | 945 4TH ST PORTSMOUTH | 82387 | JOINT RECRUITING PROGRAM | USACE | 945 4TH ST | United States | Ohio | Scioto | Portsmouth | 45662 | 0.93 | 0.93
7551 | 39E35 | TIFFIN | 390NG | OHIO NATIONAL GUARD | ARGUARD | 3111 HWY 41 S | United States | Ohio | Seneca | Tiffin | 44883 | 0.93 | 0.93
187184 | 710810 | TOWN AND COUNTRY DR TIFFIN | 70132 | INDEPENDENT DUTY HOUSING PROGRAM | USACE | 38 TOWNE & COUNTRY DR | United States | Ohio | Seneca | Tiffin | 44883 | 0.93 | 0.93
3762 | 39A20 | ALLIANCE | 390NG | OHIO NATIONAL GUARD | ARGUARD | 1175 Vine ST | United States | Ohio | Stark | Alliance | 44601 | 0.93 | 0.93
184691 | 82387-13309 | W STATE ST ALLIANCE | 82387 | JOINT RECRUITING PROGRAM | USACE | 1300 W STATE ST | United States | Ohio | Stark | Alliance | 44601 | 0.93 | 0.93
6762 | 39835 | PFC JOE R. HASTINGS USARC | 27864 | 88TH RRC - MINNESOTA | ARRES |  | United States | Ohio | Stark | Canton | 44708 | 0.93 | 0.93
185047 | 82387-13380 | WHIPPLE AVE CANTON | 82387 | JOINT RECRUITING PROGRAM | USACE | 4933 WHIPPLE AVENUE | United States | Ohio | Stark | Canton | 44718 | 0.93 | 0.93
187673 | 710021 | 4646 BEVERLY AVE NE CANTON | 70132 | INDEPENDENT DUTY HOUSING PROGRAM | USACE | 4646 BEVERLY AVE NE | United States | Ohio | Stark | Canton | 44721 | 0.93 | 0.93
183408 | 710018 | MASSILLON MARKETPLACE DRIVE SW MASSILLON | 82387 | JOINT RECRUITING PROGRAM | USACE | MASSILLON MARKETPLACE DRIVE SW | United States | Ohio | Stark | Massillon | 44646 | 0.93 | 0.93
5277 | 39C05 | GREEN | 390NG | OHIO NATIONAL GUARD | ARGUARD | 5989 Airport DR Nw | United States | Ohio | Stark | North Canton | 44720 | 0.93 | 0.93
5805 | 3913E | PFC DEVIN J. GRELLA USARC/AMSA 3 | 27864 | 88TH RRC - MINNESOTA | ARRES | 3688 Highland Park NW | United States | Ohio | Stark | North Canton | 44720 | 0.93 | 0.93
7365 | 39807 | SSG HOWARD E WOODFORD USARC | 27864 | 88TH RRC - MINNESOTA | ARRES |  | United States | Ohio | Summit | Akron | 44306 | 0.93 | 0.93
188877 | 820684 | 76 S MAIN AKRON | 82387 | JOINT RECRUITING PROGRAM | USACE | 76 SOUTH MAIN STREET | United States | Ohio | Summit | Akron | 44308 | 0.93 | 0.93
184690 | 82387-12876 | S SUMMIT AKRON | 82387 | JOINT RECRUITING PROGRAM | USACE | 46 SOUTH SUMMIT | United States | Ohio | Summit | Akron | 44308 | 0.93 | 0.93
185807 | 82387-11154 | 76 SOUTH MAIN STREET AKRON | 82387 | JOINT RECRUITING PROGRAM | USACE | 76 SOUTH MAIN STREET | United States | Ohio | Summit | Akron | 44308 | 0.93 | 0.93
186625 | 82387-12830 | S MAIN ST AKRON | 82387 | JOINT RECRUITING PROGRAM | USACE | 76 S MAIN, STE 150 FIRSTENERGY BLDG | United States | Ohio | Summit | Akron | 44308 | 0.93 | 0.93
828 | N00128-AK | NAVOPSPTCEN AKRON OH | N00128 | NAVAL STATION GREAT LAKES IL | NAVACT | 800 Dan Street | United States | Ohio | Summit | Akron | 44310 | 0.93 | 0.93
3653 | 39805 | (SHAFFNER) USARC/AMSA # S-S | 27864 | 88TH RRC - MINNESOTA | ARRES | 1011 Gorge Blvd | United States | Ohio | Summit | Akron | 44310 | 0.93 | 0.93
3729 | 39A10 | AKRON (HAWKINS) | 390NG | OHIO NATIONAL GUARD | ARGUARD | 414 N Hawkins AVE | United States | Ohio | Summit | Akron | 44313 | 0.93 | 0.93
191687 | 824169 | 2383 SOUTH MAIN ST. AKRON | 82387 | JOINT RECRUITING PROGRAM | USACE | 2383 South Main Street | United States | Ohio | Summit | Akron | 44319 | 0.93 | 0.93
183389 | 82387-12488 | N WOOSTER RD BARBERTON | 82387 | JOINT RECRUITING PROGRAM | USACE | 173 NORTH WOOSTER ROAD | United States | Ohio | Summit | Barberton | 44203 | 0.93 | 0.93
185174 | 82387-12021 | HOWE AVE CUYAHOGA FALLS | 82387 | JOINT RECRUITING PROGRAM | USACE | 766 HOWE AVENUE | United States | Ohio | Summit | Cuyahoga Falls | 44224 | 0.93 | 0.93
7448 | 39E25 | STOW | 390NG | OHIO NATIONAL GUARD | ARGUARD | 63 Armory RD | United States | Ohio | Summit | Stow | 44224 | 0.93 | 0.93
3568 | 39995 | TWINSBURG USARC/AMSA #123 | 27864 | 88TH RRC - MINNESOTA | ARRES | 8770 Chamberlin Road | United States | Ohio | Summit | Twinsburg | 44087 | 0.93 | 0.93
4974 | 39994 | FORMER MCAR BOSTON HTS USARC | 27864 | 88TH RRC - MINNESOTA | ARRES |  | United States | Ohio | Summit |  | 44236 | 0.93 | 0.93
6942 | 39430 | CAMP RAVENNA JOINT MILITARY TRAINING CENTER | 39430 | RAVENNA TRAINING AND LOGISTICS SITE | ARGUARD | 1438 ST Route 534 SW | United States | Ohio | Trumbull | Newton Falls | 44444 | 0.96 | 0.96
183388 | 710487 | 5555 YOUNGSTOWN-WARREN ROAD NILES | 82387 | JOINT RECRUITING PROGRAM | USACE | 5555 YOUNGSTOWN-WARREN ROAD UNIT 2680 | United States | Ohio | Trumbull | Niles | 44446 | 0.96 | 0.96
860 | N00128-YO | NAVOPSPTCEN YOUNGSTOWN | N00128 | NAVAL STATION GREAT LAKES IL | NAVACT | 3893 King-Graves Road, Unit 80 | United States | Ohio | Trumbull | Vienna | 44473 | 0.96 | 0.96
3543 | ZQEL0001 | YOUNGSTOWN SITE # 1 | ZQEL | YOUNGSTOWN JOINT AIR RESERVE STATION | AFRES | 3976 King-Graves Road | United States | Ohio | Trumbull | Vienna | 44473 | 0.96 | 0.96
190504 | 822721 | 2201 AVALON CREEK BLVD VIENNA | 70132 | INDEPENDENT DUTY HOUSING PROGRAM | USACE | 2201 Avalon Creek Blvd. | United States | Ohio | Trumbull | Vienna | 44473 | 0.96 | 0.96
191404 | 823959 | 1504 AVALON CREEK BLVD. VIENNA | 70132 | INDEPENDENT DUTY HOUSING PROGRAM | USACE | 1504 Avalon Creek Blvd. | United States | Ohio | Trumbull | Vienna | 44473 | 0.96 | 0.96
7368 | 39982 | SSG JOHN H. KUNKEL USARC | 27864 | 88TH RRC - MINNESOTA | ARRES | 4967 Tod Avenue SW | United States | Ohio | Trumbull | Warren | 44481 | 0.96 | 0.96
190843 | 823202 | 708 GENESEE AVENUE WARREN | 70132 | INDEPENDENT DUTY HOUSING PROGRAM | USACE | 708 Genesee Avenue | United States | Ohio | Trumbull | Warren | 44481 | 0.96 | 0.96
184892 | 82387-13425 | YOUNGSTOWN WARREN RD WARREN | 82387 | JOINT RECRUITING PROGRAM | USACE | 4342 YOUNGSTOWN WARREN ROAD | United States | Ohio | Trumbull | Warren | 44482 | 0.96 | 0.96
189886 | 822047 | 1940 SANDPIPER TRAIL WARREN | 70132 | INDEPENDENT DUTY HOUSING PROGRAM | USACE | 1940 Sandpiper Trail | United States | Ohio | Trumbull | Warren | 44484 | 0.96 | 0.96
4753 | 39B82 | DOVER | 390NG | OHIO NATIONAL GUARD | ARGUARD | 2800 N Wooster AVE | United States | Ohio | Tuscarawas | Dover | 44622 | 0.93 | 0.93
185856 | 82387-12775 | S BROADWAY NEW PHILADELPHIA | 82387 | JOINT RECRUITING PROGRAM | USACE | 147 S BROADWAY | United States | Ohio | Tuscarawas | New Philadelphia | 44663 | 0.93 | 0.93
191696 | 824185 | 337 GRAF RD. SE NEW PHILADELPHIA | 82387 | JOINT RECRUITING PROGRAM | USACE | 337 Graf Road SE | United States | Ohio | Tuscarawas | New Philadelphia | 44663 | 0.93 | 0.93
191884 | 824474 | 562 HILAN AVENUE NEW PHILADELPHIA | 70132 | INDEPENDENT DUTY HOUSING PROGRAM | USACE | 562 Hilan Avenue | United States | Ohio | Tuscarawas | New Philadelphia | 44663 | 0.93 | 0.93
169947 | 39188 | MARYSVILLE TACC | 390NG | OHIO NATIONAL GUARD | ARGUARD |  | United States | Ohio | Union | Marysville | 43040 | 0.93 | 0.93
191310 | 823838 | 1463 HICKORY GATE DRIVE MARYSVILLE | 70132 | INDEPENDENT DUTY HOUSING PROGRAM | USACE | 1463 Hickory Gate Drive | United States | Ohio | Union | Marysville | 43040 | 0.93 | 0.93
182733 | 82387-10751 | 341 VAN WERT TOWNE CENTER VAN WERT | 82387 | JOINT RECRUITING PROGRAM | USACE | 341 VAN WERT TOWNE CENTER | United States | Ohio | Van Wert | Van Wert | 45891 | 0.93 | 0.93
5846 | 39C50 | LEBANON | 390NG | OHIO NATIONAL GUARD | ARGUARD | 113 E Taylor ST | United States | Ohio | Warren | Lebanon | 45036 | 0.93 | 0.93
183391 | 82387-11721 | E MAIN ST LEBANON | 82387 | JOINT RECRUITING PROGRAM | USACE | 726 E MAIN ST | United States | Ohio | Warren | Lebanon | 45036 | 0.93 | 0.93
5732 | 39195 | KINGS MILLS MEMORIAL USARC | 27864 | 88TH RRC - MINNESOTA | ARRES | 6195 Striker Road | United States | Ohio | Warren | Maineville | 45039 | 0.93 | 0.93
191493 | 824062 | 289 WATER RIDGE COURT MAINEVILLE | 70132 | INDEPENDENT DUTY HOUSING PROGRAM | USACE | 289 Water Ridge Court | United States | Ohio | Warren | Maineville | 45039 | 0.93 | 0.93
184718 | 82387-11562 | COURSEVIEW DR MASON | 82387 | JOINT RECRUITING PROGRAM | USACE | 2412 COURSEVIEW DR SUITE 110 | United States | Ohio | Warren | Mason | 45040 | 0.93 | 0.93
3656 | 39902 | WASHIGTON COUNTY MEM USARC | 27864 | 88TH RRC - MINNESOTA | ARRES | 506 Roeder Circle | United States | Ohio | Washington | Marietta | 45750 | 0.93 | 0.93
170269 | 39C85 | MARIETTA STOREFRONT | 390NG | OHIO NATIONAL GUARD | ARGUARD |  | United States | Ohio | Washington | Marietta | 45750 | 0.93 | 0.93
184717 | 82387-12684 | PUTNAM ST MARIETTA | 82387 | JOINT RECRUITING PROGRAM | USACE | 309 PUTNAM ST | United States | Ohio | Washington | Marietta | 45750 | 0.93 | 0.93
7773 | 39985 | WARD MEMORIAL USARC | 27864 | 88TH RRC - MINNESOTA | ARRES |  | United States | Ohio | Wayne | Wooster | 44691 | 0.93 | 0.93
7966 | 39E80 | WOOSTER | 390NG | OHIO NATIONAL GUARD | ARGUARD | 701 Lincoln ST | United States | Ohio | Wayne | Wooster | 44691 | 0.93 | 0.93
182735 | 711132 | 3995 BURBANK ROAD WOOSTER | 82387 | JOINT RECRUITING PROGRAM | USACE | 3995 BURBANK ROAD | United States | Ohio | Wayne | Wooster | 44691 | 0.93 | 0.93
6910 | 39825 | PVT WILLIAM KNIGHT USARC | 27864 | 88TH RRC - MINNESOTA | ARRES | 630 Newdale Drive | United States | Ohio | Williams | Bryan | 43506 | 0.93 | 0.93
4110 | 39A75 | BOWLING GREEN | 390NG | OHIO NATIONAL GUARD | ARGUARD | 1241 W Newton RD | United States | Ohio | Wood | Bowling Green | 43402 | 0.93 | 0.93
184889 | 82387-10044 | 102 NORTH MAIN STREET BOWLING GREEN | 82387 | JOINT RECRUITING PROGRAM | USACE | 102 NORTH MAIN STREET | United States | Ohio | Wood | Bowling Green | 43402 | 0.93 | 0.93
7761 | 39E55 | WALBRIDGE | 390NG | OHIO NATIONAL GUARD | ARGUARD | 113 S Colville ST | United States | Ohio | Wood | Walbridge | 43465 | 0.93 | 0.93
5967 | 39890 | LT JACOB PARROTT USARC | 27864 | 88TH RRC - MINNESOTA | ARRES |  | United States | Ohio |  | Unknown | 43326 | 0.93 | 0.93
2427 | MBEB0001 | KEGELMAN AIR FORCE AUXILIARY FIELD SITE # 1 | XTLF | VANCE AIR FORCE BASE | AFACT | 25 Route 1 | United States | Oklahoma | Alfalfa | Unknown | 73749 | 0.87 | 0.83
4783 | 40B15 | DURANT READINESS CENTER | 400NG | OKLAHOMA NATIONAL GUARD | ARGUARD | 99 Waldron RD | United States | Oklahoma | Bryan | Durant | 74701 | 0.87 | 0.83
183808 | 82387-10774 | 3601 W. MAIN STREET DURANT | 82387 | JOINT RECRUITING PROGRAM | USACE | 3601 W. MAIN STREET | United States | Oklahoma | Bryan | Durant | 74701 | 0.87 | 0.83
4838 | 40B35 | EL RENO READINESS CENTER | 400NG | OKLAHOMA NATIONAL GUARD | ARGUARD | 2600 Malone DR | United States | Oklahoma | Canadian | El Reno | 73036 | 0.87 | 0.83
186440 | 800830 | EAST HIGHWAY 66 EL RENO | 82387 | JOINT RECRUITING PROGRAM | USACE | East Route 66 | United States | Oklahoma | Canadian | El Reno | 73036 | 0.87 | 0.83
185912 | 40C78 | WESTOKC AFRC | 400NG | OKLAHOMA NATIONAL GUARD | ARGUARD |  | United States | Oklahoma | Canadian | Mustang | 73064 | 0.87 | 0.83
182848 | 82387-11914 | GARTH BROOKS BLVD YUKON | 82387 | JOINT RECRUITING PROGRAM | USACE | 1217 GARTH BROOKS BL | United States | Oklahoma | Canadian | Yukon | 73099 | 0.87 | 0.83
3833 | 40A42 | ARDMORE READINESS CENTER | 400NG | OKLAHOMA NATIONAL GUARD | ARGUARD | 2015 Veterans BLVD | United States | Oklahoma | Carter | Ardmore | 73401 | 0.87 | 0.83
5485 | 40830 | HORACE H SAYRE USARC | 06510 | 63RD RRC - CALIFORNIA | ARRES | 9095 S Commerce | United States | Oklahoma | Carter | Ardmore | 73401 | 0.87 | 0.83
185045 | 800353 | 1211 N COMMERCE ARDMORE | 82387 | JOINT RECRUITING PROGRAM | USACE | 1211 N Commerce | United States | Oklahoma | Carter | Ardmore | 73401 | 0.87 | 0.83
189998 | 40A43 | ARDMORE READINESS CENTER COMPLEX | 400NG | OKLAHOMA NATIONAL GUARD | ARGUARD |  | United States | Oklahoma | Carter | Ardmore | 73401 | 0.87 | 0.83
5890 | 40C35 | LEXINGTON AASF NO 1 | 400NG | OKLAHOMA NATIONAL GUARD | ARGUARD | 115-A NE 2nd ST | United States | Oklahoma | Cleveland | Lexington | 73051 | 0.87 | 0.83
5895 | 40C36 | LEXINGTON FMS 7 | 400NG | OKLAHOMA NATIONAL GUARD | ARGUARD | 115-B NE 2nd ST | United States | Oklahoma | Cleveland | Lexington | 73051 | 0.87 | 0.83
5896 | 40C37 | LEXINGTON READINESS CENTER | 400NG | OKLAHOMA NATIONAL GUARD | ARGUARD | 115C NE 2nd ST | United States | Oklahoma | Cleveland | Lexington | 73051 | 0.87 | 0.83
189883 | 822016 | 1713 SW 31ST STREET MOORE | 70132 | INDEPENDENT DUTY HOUSING PROGRAM | USACE | 1713 SW 31st Street | United States | Oklahoma | Cleveland | Moore | 73160 | 0.87 | 0.83
191857 | 823230 | 2107 RIVERWALK DRIVE MOORE | 82387 | JOINT RECRUITING PROGRAM | USACE | 2107 Riverwalk Dirve | United States | Oklahoma | Cleveland | Moore | 73160 | 0.87 | 0.83
182289 | 400NG-10004 | 2115 WEST MAIN NORMAN | 400NG | OKLAHOMA NATIONAL GUARD | ARGUARD | 2115 WEST MAIN | United States | Oklahoma | Cleveland | Norman | 73019 | 0.89 | 0.86
5632 | 40908 | JOE A SMALLEY USARC | 06510 | 63RD RRC - CALIFORNIA | ARRES |  | United States | Oklahoma | Cleveland | Norman | 73069 | 0.89 | 0.86
6556 | 40C91 | NORMAN WMD/CST | 400NG | OKLAHOMA NATIONAL GUARD | ARGUARD | 3620 24th AVE Nw | United States | Oklahoma | Cleveland | Norman | 73069 | 0.89 | 0.86
6557 | 40C90 | NORMAN CSMS | 400NG | OKLAHOMA NATIONAL GUARD | ARGUARD | 3745 thunderbird ST | United States | Oklahoma | Cleveland | Norman | 73069 | 0.89 | 0.86
185909 | 40627 | NORMAN AFRC | 400NG | OKLAHOMA NATIONAL GUARD | ARGUARD |  | United States | Oklahoma | Cleveland | Norman | 73069 | 0.89 | 0.86
182288 | 82387-13201 | W BOYD NORMAN | 82387 | JOINT RECRUITING PROGRAM | USACE | 301 W. BOYD, SUITE 202 CAMPUS CORNER | United States | Oklahoma | Cleveland | Norman | 73069 | 0.89 | 0.86
182290 | 82387-13253 | W MAIN NORMAN | 82387 | JOINT RECRUITING PROGRAM | USACE | 3625 W MAIN, S.106 SOONER FASHION MALL | United States | Oklahoma | Cleveland | Norman | 73069 | 0.89 | 0.86
185723 | 82387-13254 | W MAIN NORMAN 1 | 82387 | JOINT RECRUITING PROGRAM | USACE | 3625 W. MAIN SUITE 110 | United States | Oklahoma | Cleveland | Norman | 73072 | 0.89 | 0.86
189213 | 821279 | 2912 ASTOR DRIVE NORMAN | 70132 | INDEPENDENT DUTY HOUSING PROGRAM | USACE | 2912 Astor Drive | United States | Oklahoma | Cleveland | Norman | 73072 | 0.89 | 0.86
190368 | 822708 | 4308 SPYGLASS DRIVE NORMAN | 70132 | INDEPENDENT DUTY HOUSING PROGRAM | USACE | 4308 Spyglass Drive | United States | Oklahoma | Cleveland | Norman | 73072 | 0.89 | 0.86
191179 | 823748 | 4020 BALD EAGLE DRIVE NORMAN | 70132 | INDEPENDENT DUTY HOUSING PROGRAM | USACE | 4020 Bald Eagle Drive | United States | Oklahoma | Cleveland | Norman | 73072 | 0.89 | 0.86
5050 | 40755 | FORT SILL | 40755 | FORT SILL | ARACT | South of the Intersection of Interstate 44 and State Hwy 49 | United States | Oklahoma | Comanche | Fort Sill | 73503 | 0.87 | 0.83
5185 | 40865 | GEORGE D KEATHLEY USARC | 06510 | 63RD RRC - CALIFORNIA | ARRES | 900 Cache Road | United States | Oklahoma | Comanche | Fort Sill | 73503 | 0.87 | 0.83
3842 | 40505 | ARMED SVCS YMCA USO | 40755 | FORT SILL | ARACT | 201 SW 4th Street | United States | Oklahoma | Comanche | Lawton | 73501 | 0.87 | 0.83
184282 | 82387-10833 | 410 SW 5TH STREET LAWTON | 82387 | JOINT RECRUITING PROGRAM | USACE | 410 SW 5TH STREET FEDERAL BLDG | United States | Oklahoma | Comanche | Lawton | 73501 | 0.84 | 0.8
184283 | 82387-11441 | C AVE AND 3RD LAWTON | 82387 | JOINT RECRUITING PROGRAM | USACE | 200 C AVENUE @ 3RD STE 93 94 95 112 113 | United States | Oklahoma | Comanche | Lawton | 73501 | 0.84 | 0.8
188174 | 40C31 | LAWTON RECRUITING STOREFRONT | 400NG | OKLAHOMA NATIONAL GUARD | ARGUARD |  | United States | Oklahoma | Comanche | Lawton | 73501 | 0.84 | 0.8
188262 | 820317 | 200 C AVENUE @ 3RD LAWTON | 400NG | OKLAHOMA NATIONAL GUARD | ARGUARD | 200 C AVENUE @3RD | United States | Oklahoma | Comanche | Lawton | 73501 | 0.84 | 0.8
186998 | 800832 | SW WENDY DRIVE LAWTON | 70132 | INDEPENDENT DUTY HOUSING PROGRAM | USACE | SW Wendy Drive | United States | Oklahoma | Comanche | Lawton | 73505 | 0.84 | 0.8
189386 | 821430 | 5404 SW LEE BLVD LAWTON | 40755 | FORT SILL | USACE | 5404 SW Lee Blvd. | United States | Oklahoma | Comanche | Lawton | 73505 | 0.84 | 0.8
7728 | 40E35 | VINITA READINESS CENTER | 400NG | OKLAHOMA NATIONAL GUARD | ARGUARD | 1096 South Birdneck RD | United States | Oklahoma | Craig | Vinita | 74301 | 0.87 | 0.83
4739 | 40845 | DONALD A ROUSH USARC | 06510 | 63RD RRC - CALIFORNIA | ARRES | 1720 Opal Street | United States | Oklahoma | Custer | Clinton | 73601 | 0.87 | 0.83
182846 | 82387-10671 | 300 NORTH STATE STREET WEATHERFORD | 82387 | JOINT RECRUITING PROGRAM | USACE | 300 NORTH STATE STRE | United States | Oklahoma | Custer | Weatherford | 73096 | 0.87 | 0.83
191251 | 40E57 | WEATHERFORD RC | 400NG | OKLAHOMA NATIONAL GUARD | ARGUARD |  | United States | Oklahoma | Custer | Weatherford | 73096 | 0.89 | 0.86
170981 | 05250-10002 | 117 W OXFORD ENID | 06510 | 63RD RRC - CALIFORNIA | ARRES | 117 W OXFORD | United States | Oklahoma | Garfield | Enid | 73701 | 0.92 | 0.87
5239 | 40860 | GRADY L ROBBINS USARC | 06510 | 63RD RRC - CALIFORNIA | ARRES |  | United States | Oklahoma | Garfield | Enid | 73702 | 0.92 | 0.87
184630 | 82387-11118 | 705 SOUTH OAKWOOD ENID | 82387 | JOINT RECRUITING PROGRAM | USACE | 705 SOUTH OAKWOOD SUITES A8 C6 C7 C8 | United States | Oklahoma | Garfield | Enid | 73703 | 0.92 | 0.87
188963 | XTLF0002 | LEASED DATA ASSET | XTLF | VANCE AIR FORCE BASE | AFACT |  | United States | Oklahoma | Garfield | Enid | 73705 | 0.92 | 0.87
3375 | XTLF0001 | VANCE AIR FORCE BASE SITE # 1 | XTLF | VANCE AIR FORCE BASE | AFACT | 1523 West Southgate Road | United States | Oklahoma | Garfield | Unknown | 73705 | 0.92 | 0.87
7571 | 40840 | TONY K BURRIS USARC | 06510 | 63RD RRC - CALIFORNIA | ARRES | 2001 W Iowa Avenue | United States | Oklahoma | Grady | Chickasha | 73018 | 0.87 | 0.83
189827 | 821970 | 210 S. 4TH STREET CHICKASHA | 400NG | OKLAHOMA NATIONAL GUARD | ARGUARD |  | United States | Oklahoma | Grady | Chickasha | 73018 | 0.87 | 0.83
190013 | 40L20 | CHICKASHA RECRUITING STOREFRONT | 400NG | OKLAHOMA NATIONAL GUARD | ARGUARD |  | United States | Oklahoma | Grady | Chickasha | 73018 | 0.87 | 0.83
191041 | AGGN0004 | QUARTZ MTN-LEASED LAND | AGGN | ALTUS AIR FORCE BASE | AFACT |  | United States | Oklahoma | Greer | Unknown | 73655 | 0.87 | 0.83
3295 | VXQB0001 | SOONER DROP ZONE TRAINING ANNEX SITE # 1 | AGGN | ALTUS AIR FORCE BASE | AFACT | 9990 North Harmon County Route 1830 | United States | Oklahoma | Harmon | Hollis | 73550 | 0.87 | 0.83
5463 | 40B85 | HOLDENVILLE READINESS CENTER | 400NG | OKLAHOMA NATIONAL GUARD | ARGUARD | 123 W 7th ST | United States | Oklahoma | Hughes | Holdenville | 74848 | 0.87 | 0.83
182827 | 82387-12408 | N MAIN ALTUS | 82387 | JOINT RECRUITING PROGRAM | USACE | 1116 NORTH MAIN SUITES M4 AND M5 | United States | Oklahoma | Jackson | Altus | 73521 | 0.9 | 0.86
3769 | 40A22 | ALTUS FMS 8 | 400NG | OKLAHOMA NATIONAL GUARD | ARGUARD | 621-A S Veterans DR | United States | Oklahoma | Jackson | Altus | 73522 | 0.9 | 0.86
3770 | 40A20 | ALTUS READINESS CENTER | 400NG | OKLAHOMA NATIONAL GUARD | ARGUARD | 621-B S Veterans DR | United States | Oklahoma | Jackson | Altus | 73522 | 0.9 | 0.86
1361 | AGGN0001 | ALTUS AIR FORCE BASE SITE # 1 | AGGN | ALTUS AIR FORCE BASE | AFACT | 401 North L Avenue | United States | Oklahoma | Jackson | Altus AFB | 73523 | 0.9 | 0.86
1362 | AGGS0001 | ALTUS ILS MIDDLE MARKER ANNEX SITE # 1 | AGGN | ALTUS AIR FORCE BASE | AFACT | 999 North Perimeter Road | United States | Oklahoma | Jackson | Altus AFB | 73523 | 0.9 | 0.86
7586 | 40935 | TRACY W YOUNG USARC | 06510 | 63RD RRC - CALIFORNIA | ARRES | 805 W Hartford Avenue | United States | Oklahoma | Kay | Ponca City | 74601 | 0.87 | 0.83
183849 | 82387-12320 | N 14TH PONCA CITY | 82387 | JOINT RECRUITING PROGRAM | USACE | 2101 N. 14TH, SUITE 126 | United States | Oklahoma | Kay | Ponca City | 74601 | 0.87 | 0.83
6841 | 40D70 | PONCA CITY READINESS CENTER | 400NG | OKLAHOMA NATIONAL GUARD | ARGUARD | 1915 W S ST | United States | Oklahoma | Kay | Ponca City | 74602 | 0.87 | 0.83
6868 | 40D75 | POTEAU READINESS CENTER | 400NG | OKLAHOMA NATIONAL GUARD | ARGUARD | 1501 S Mckenna ST | United States | Oklahoma | Le Flore | Poteau | 74953 | 0.87 | 0.83
185415 | 82387-12348 | N BROADWAY POTEAU | 82387 | JOINT RECRUITING PROGRAM | USACE | 1009 N. BROADWAY | United States | Oklahoma | Le Flore | Poteau | 74953 | 0.87 | 0.83
4377 | 40A76 | CHANDLER FMS 2 | 400NG | OKLAHOMA NATIONAL GUARD | ARGUARD | 800-A Thunderbird RD | United States | Oklahoma | Lincoln | Chandler | 74834 | 0.87 | 0.83
4378 | 40A75 | CHANDLER READINESS CENTER | 400NG | OKLAHOMA NATIONAL GUARD | ARGUARD | 800-B Thunderbird RD | United States | Oklahoma | Lincoln | Chandler | 74834 | 0.87 | 0.83
6891 | 40D78 | THUNDERBIRD YOUTH ACADEMY | 400NG | OKLAHOMA NATIONAL GUARD | ARGUARD | 820 Park ST | United States | Oklahoma | Mayes | Pryor | 74361 | 0.87 | 0.83
4255 | 40580 | CAMP GRUBER | 40580 | CAMP GRUBER | ARGUARD | 300 N Madison ST | United States | Oklahoma | Muskogee | Braggs | 74423 | 0.87 | 0.83
184346 | 82387-12410 | N MAIN MUSKOGEE | 82387 | JOINT RECRUITING PROGRAM | USACE | 501 NORTH MAIN ARROWHEAD MALL | United States | Oklahoma | Muskogee | Muskogee | 74401 | 0.87 | 0.83
3767 | 40895 | ALTON M ASHWORTH USARC | 06510 | 63RD RRC - CALIFORNIA | ARRES | 1806 N York Street | United States | Oklahoma | Muskogee | Muskogee | 74403 | 0.87 | 0.83
185908 | 40C76 | MUSKOGEE AFRC | 400NG | OKLAHOMA NATIONAL GUARD | ARGUARD |  | United States | Oklahoma | Muskogee | Muskogee | 74403 | 0.87 | 0.83
184626 | 82387-12919 | SE 29TH ST DEL CITY | 82387 | JOINT RECRUITING PROGRAM | USACE | 3909 S.E. 29TH ST | United States | Oklahoma | Oklahoma | Del City | 73115 | 0.89 | 0.86
184627 | 82387-11596 | DEL CITY TOWER DEL CITY | 82387 | JOINT RECRUITING PROGRAM | USACE | 4600 SE 29TH ST, STE 340 DEL CITY TOWER | United States | Oklahoma | Oklahoma | Del City | 73115 | 0.89 | 0.86
191408 | 823984 | 16200 VALLEJO PLACE EDMOND | 70132 | INDEPENDENT DUTY HOUSING PROGRAM | USACE | 16200 Vallejo Place | United States | Oklahoma | Oklahoma | Edmond | 73013 | 0.89 | 0.86
4824 | 40B20 | EDMOND READINESS CENTER | 400NG | OKLAHOMA NATIONAL GUARD | ARGUARD | 600 S Bryant AVE | United States | Oklahoma | Oklahoma | Edmond | 73034 | 0.89 | 0.86
182384 | 82387-11631 | E 15TH ST EDMOND | 82387 | JOINT RECRUITING PROGRAM | USACE | 126 E. 15TH STREET | United States | Oklahoma | Oklahoma | Edmond | 73034 | 0.89 | 0.86
184147 | 400NG-10002 | 1640 S SOONER RD, STE D MIDWEST CITY | 400NG | OKLAHOMA NATIONAL GUARD | ARGUARD | 1640 S SOONER RD, STE D | United States | Oklahoma | Oklahoma | Midwest City | 73110 | 0.89 | 0.86
189261 | 821205 | 9346 ORCHARD BLVD MIDWEST CITY | 70132 | INDEPENDENT DUTY HOUSING PROGRAM | USACE | 9346 Orchard Blvd | United States | Oklahoma | Oklahoma | Midwest City | 73110 | 0.89 | 0.86
191212 | 823245 | 7201 SE 29TH STREET MIDWEST CITY | 82387 | JOINT RECRUITING PROGRAM | USACE | 7201 SE 29th Street | United States | Oklahoma | Oklahoma | Midwest City | 73110 | 0.89 | 0.86
184146 | 710406 | 101 N DOUGLAS BLVD, SUITES N & O MIDWEST CITY | 82387 | JOINT RECRUITING PROGRAM | USACE | 101 N DOUGLAS BLVD, SUITES N & O BLVD MARKETPLACE | United States | Oklahoma | Oklahoma | Midwest City | 73130 | 0.89 | 0.86
2368 | LJAS0001 | LIBERTY RADIO RELAY ANNEX SITE # 1 | WWYK | TINKER AFB | AFACT | 100 North Road | United States | Oklahoma | Oklahoma | Oklahoma City | 73102 | 0.91 | 0.88
183454 | 82387-10437 | 200 NW 5TH ST OKLAHOMA CITY | 82387 | JOINT RECRUITING PROGRAM | USACE | 200 NW 5TH ST FEDERAL PRKG GARAGE | United States | Oklahoma | Oklahoma | Oklahoma City | 73102 | 0.89 | 0.86
183455 | 18081-10078 | 200 NW 5TH STREET OKLAHOMA CITY | 66155 |  | ARACT | 200 NW 5TH STREET | United States | Oklahoma | Oklahoma | Oklahoma City | 73102 | 0.89 | 0.86
183458 | 82387-10680 | 301 NW 6TH ST OKLAHOMA CITY | 82387 | JOINT RECRUITING PROGRAM | USACE | 301 NW 6TH ST,STE218 FEDERAL CAMPUS | United States | Oklahoma | Oklahoma | Oklahoma City | 73102 | 0.89 | 0.86
6064 | 40916 | MANUEL A PEREZ JR USARC | 06510 | 63RD RRC - CALIFORNIA | ARRES | 3021 W Reno Avenue | United States | Oklahoma | Oklahoma | Oklahoma City | 73107 | 0.89 | 0.86
183460 | 82387-10046 | 1021 S. MERIDIAN OKLAHOMA CITY | 82387 | JOINT RECRUITING PROGRAM | USACE | 1021 S. MERIDIAN | United States | Oklahoma | Oklahoma | Oklahoma City | 73108 | 0.89 | 0.86
3686 | 40D17 | 45TH INFANTY DIVISION MUSEUM | 400NG | OKLAHOMA NATIONAL GUARD | ARGUARD | 2145 NE 36th ST | United States | Oklahoma | Oklahoma | Oklahoma City | 73111 | 0.89 | 0.86
4045 | 40915 | BILLY A KROWSE USARC | 06510 | 63RD RRC - CALIFORNIA | ARRES |  | United States | Oklahoma | Oklahoma | Oklahoma City | 73111 | 0.89 | 0.86
6613 | 40D20 | OKLAHOMA MILITARY DEPARTMENT | 400NG | OKLAHOMA NATIONAL GUARD | ARGUARD | 3501 Military Circle | United States | Oklahoma | Oklahoma | Oklahoma City | 73111 | 0.89 | 0.86
6973 | 40585 | REGIONAL TRNG INST | 400NG | OKLAHOMA NATIONAL GUARD | ARGUARD | 6500 N Kelley | United States | Oklahoma | Oklahoma | Oklahoma City | 73111 | 0.89 | 0.86
190148 | 40586 | CENTENNIAL HOUSE | 400NG | OKLAHOMA NATIONAL GUARD | ARGUARD |  | United States | Oklahoma | Oklahoma | Oklahoma City | 73111 | 0.89 | 0.86
183459 | 82387-12112 | LAKESHORE CTR OKLAHOMA CITY | 82387 | JOINT RECRUITING PROGRAM | USACE | 4130 NW EXPRESSWAY LAKESHORE SHOPPING CENTER | United States | Oklahoma | Oklahoma | Oklahoma City | 73116 | 0.89 | 0.86
189848 | 821936 | 6401 NW EXPRESSWAY OKLAHOMA CITY | 400NG | OKLAHOMA NATIONAL GUARD | ARGUARD | 6401 NW Expressway | United States | Oklahoma | Oklahoma | Oklahoma City | 73132 | 0.89 | 0.86
190122 | 40L10 | N.W. EXPRESSWAY RECRUITING STOREFRONT | 400NG | OKLAHOMA NATIONAL GUARD | ARGUARD | 6401 NW Expressway | United States | Oklahoma | Oklahoma | Oklahoma City | 73132 | 0.89 | 0.86
183462 | 82387-12566 | NW EXPWY OKLAHOMA CITY | 82387 | JOINT RECRUITING PROGRAM | USACE | 6401 NW EXPWY SUITE 128 | United States | Oklahoma | Oklahoma | Oklahoma City | 73132 | 0.89 | 0.86
183465 | 82387-13274 | W MEMORIAL RD OKLAHOMA CITY | 82387 | JOINT RECRUITING PROGRAM | USACE | 2501 W. MEMORIAL ROAD QUAIL SPRINGS MALL | United States | Oklahoma | Oklahoma | Oklahoma City | 73134 | 0.89 | 0.86
183464 | 82387-12889 | S WESTERN OKLAHOMA CITY | 82387 | JOINT RECRUITING PROGRAM | USACE | 9208 S. WESTERN BROOKWOOD SHOPNG CTR | United States | Oklahoma | Oklahoma | Oklahoma City | 73139 | 0.89 | 0.86
6192 | 40C65 | MIDWEST CITY READINESS CENTER | 400NG | OKLAHOMA NATIONAL GUARD | ARGUARD | 2550 N Air Depot Boulevard | United States | Oklahoma | Oklahoma | Oklahoma City | 73141 | 0.89 | 0.86
3109 | SHCZ0001 | TINKER SUPPORT ANNEX SITE # 1 | WWYK | TINKER AFB | AFACT | 9720 Hilltop Road | United States | Oklahoma | Oklahoma | Oklahoma City | 73145 | 0.91 | 0.88
3110 | SHDF0001 | TINKER TRAINING ANNEX SITE # 1 | WWYK | TINKER AFB | AFACT | 6212 South Post Road | United States | Oklahoma | Oklahoma | Oklahoma City | 73145 | 0.91 | 0.88
3342 | WWYK0001 | TINKER AFB SITE # 1 | WWYK | TINKER AFB | AFACT | 3175 F Street | United States | Oklahoma | Oklahoma | Oklahoma City | 73145 | 0.91 | 0.88
3343 | WWYX0001 | TINKER ILS MIDDLE MARKER ANNEX SITE # 1 | WWYK | TINKER AFB | AFACT | 3306 Air Depot Avenue | United States | Oklahoma | Oklahoma | Oklahoma City | 73145 | 0.91 | 0.88
170438 | TACX0001 | TINKER AEROSPACE COMPLEX | WWYK | TINKER AFB | AFACT |  | United States | Oklahoma | Oklahoma | Oklahoma City | 73145 | 0.89 | 0.86
999999 | WWYKTBD1 | TINKER AFB BNSF LAND ACQUISITION | WWYK | TINKER AFB | AFACT |  | United States | Oklahoma | Oklahoma | Oklahoma City | 73145 | 0.91 | 0.88
552 | N83447-OC | OKLAHOMA CITY NADEP | N83447 | NAS JRB FT WORTH TX | NAVACT | 5316 South Douglas Boulevard | United States | Oklahoma | Oklahoma | Oklahoma City | 73150 | 0.89 | 0.86
190946 | WWYK0003 | TINKER AFB SITE #3 | WWYK | TINKER AFB | AFACT |  | United States | Oklahoma | Oklahoma | Oklahoma City | 73150 | 0.91 | 0.88
183457 | 400NG-10005 | 2207 SW 74TH STREET OKLAHOMA CITY | 400NG | OKLAHOMA NATIONAL GUARD | ARGUARD | 2207 SW 74TH STREET SUITE 321A | United States | Oklahoma | Oklahoma | Oklahoma City | 73159 | 0.89 | 0.86
189956 | 822069 | 2134 SW 74TH OKLAHOMA CITY | 82387 | JOINT RECRUITING PROGRAM | USACE | 2134 SW 74th Street | United States | Oklahoma | Oklahoma | Oklahoma City | 73159 | 0.89 | 0.86
189860 | YZEU0002 | MIKE MONRONEY AERONAUTICAL CENTER | YZEU | WILL ROGERS WORLD AIRPORT | AFACT |  | United States | Oklahoma | Oklahoma | Oklahoma City | 73169 | 0.89 | 0.86
3522 | YZEU0001 | WILL ROGERS WORLD APT | YZEU | WILL ROGERS WORLD AIRPORT | AFGUARD | 5520 Air Guard Road | United States | Oklahoma | Oklahoma | Oklahoma City | 73179 | 0.89 | 0.86
185254 | 82387-12700 | RESERVE RD TINKER AFB | 82387 | JOINT RECRUITING PROGRAM | USACE | 7435 RESERVE ROAD STE 108, TINKER AFB | United States | Oklahoma | Oklahoma | Tinker AFB | 73145 | 0.91 | 0.88
185255 | 82387-10667 | 2ND ST TINKER AFB | 82387 | JOINT RECRUITING PROGRAM | USACE | 7701 2ND STREET | United States | Oklahoma | Oklahoma | Tinker AFB | 73145 | 0.91 | 0.88
5186 | 40926 | GEORGE D SWANSON USARC | 06510 | 63RD RRC - CALIFORNIA | ARRES | 608 S Ohio Street | United States | Oklahoma | Okmulgee | Okmulgee | 74447 | 0.87 | 0.83
6615 | 40D30 | OKMULGEE READINESS CENTER | 400NG | OKLAHOMA NATIONAL GUARD | ARGUARD | 400-B E Gun Club RD | United States | Oklahoma | Okmulgee | Okmulgee | 74447 | 0.87 | 0.83
5083 | 40885 | FRANKLIN L WEEKS USARC | 06510 | 63RD RRC - CALIFORNIA | ARRES | 104 5th Avenue NE | United States | Oklahoma | Ottawa | Miami | 74354 | 0.87 | 0.83
182961 | 82387-12409 | N MAIN MIAMI | 82387 | JOINT RECRUITING PROGRAM | USACE | 2315 NORTH MAIN N. MAIN PLAZA SHOPPING CTR | United States | Oklahoma | Ottawa | Miami | 74354 | 0.87 | 0.83
4455 | 40965 | CLEO O PAYNE USARC | 06510 | 63RD RRC - CALIFORNIA | ARRES | 2715 N Washington Street | United States | Oklahoma | Payne | Stillwater | 74074 | 0.87 | 0.83
184973 | 400NG-10003 | 211 SOUTH KNOBLOCK STILLWATER | 400NG | OKLAHOMA NATIONAL GUARD | ARGUARD | 211 SOUTH KNOBLOCK | United States | Oklahoma | Payne | Stillwater | 74074 | 0.87 | 0.83
190044 | 822247 | 1723 HILLSIDE STREET STILLWATER | 70132 | INDEPENDENT DUTY HOUSING PROGRAM | USACE | 1723 Hillside Street | United States | Oklahoma | Payne | Stillwater | 74074 | 0.87 | 0.83
7433 | 40E02 | STILLWATER FMS 4 | 400NG | OKLAHOMA NATIONAL GUARD | ARGUARD | 107 E Chestnut ST | United States | Oklahoma | Payne | Stillwater | 74075 | 0.87 | 0.83
7435 | 40E01 | STILLWATER READINESS CENTER | 400NG | OKLAHOMA NATIONAL GUARD | ARGUARD | 412 W Pine ST | United States | Oklahoma | Payne | Stillwater | 74075 | 0.87 | 0.83
191509 | 824011 | 501 W HARNED STREET STILLWATER | 70132 | INDEPENDENT DUTY HOUSING PROGRAM | USACE | 501 W Harned Street | United States | Oklahoma | Payne | Stillwater | 74075 | 0.87 | 0.83
184972 | 82387-11696 | E HALL OF FAME STILLWATER | 82387 | JOINT RECRUITING PROGRAM | USACE | 406 E. HALL OF FAME | United States | Oklahoma | Payne | Stillwater | 74075 | 0.87 | 0.83
185253 | 82387-12883 | S WASHINGTON STILLWATER | 82387 | JOINT RECRUITING PROGRAM | USACE | 518 S. WASHINGTON | United States | Oklahoma | Payne | Stillwater | 74075 | 0.87 | 0.83
188186 | 40E04 | STILLWATER | 400NG | OKLAHOMA NATIONAL GUARD | ARGUARD | 6401 NW Expressway | United States | Oklahoma | Payne | Stillwater | 74075 | 0.87 | 0.83
4963 | 40875 | FLOYD S PARKER USARC | 06510 | 63RD RRC - CALIFORNIA | ARRES | 1016 E South Street | United States | Oklahoma | Pittsburg | Mcalester | 74501 | 0.87 | 0.83
6120 | 40520 | MCALESTER AAP | 40520 | MCALESTER ARMY AMMUNITION PLANT | ARACT | 1 C Tree Road | United States | Oklahoma | Pittsburg | Mcalester | 74501 | 0.87 | 0.83
182851 | 82387-10952 | 520 GEORGE NIGH EXPRESSWAY MCALESTER | 82387 | JOINT RECRUITING PROGRAM | USACE | 520 GEORGE NIGH EXPRESSWAY MC ALESTER SHOPPING CENTER | United States | Oklahoma | Pittsburg | Mcalester | 74501 | 0.87 | 0.83
4825 | 40805 | EDWARD D WATSON USARC | 06510 | 63RD RRC - CALIFORNIA | ARRES | 704 N Country Club Road | United States | Oklahoma | Pontotoc | Ada | 74820 | 0.87 | 0.83
3712 | 40A10 | ADA FMS 5 | 400NG | OKLAHOMA NATIONAL GUARD | ARGUARD | 2401 N Oak | United States | Oklahoma | Pontotoc | Ada | 74821 | 0.87 | 0.83
3713 | 40A05 | ADA READINESS CENTER | 400NG | OKLAHOMA NATIONAL GUARD | ARGUARD | 2900 N Broadway AVE | United States | Oklahoma | Pontotoc | Ada | 74821 | 0.87 | 0.83
183461 | 82387-12844 | S MERIDIAN OKLAHOMA CITY | 82387 | JOINT RECRUITING PROGRAM | USACE | 2126 S MERIDIAN | United States | Oklahoma | Pottawatomie | Oklahoma City | 73108 | 0.89 | 0.86
183463 | 82387-12562 | NW 58TH ST OKLAHOMA CITY | 82387 | JOINT RECRUITING PROGRAM | USACE | 3535 NW 58TH ST LANDMARK TOWERS, INC | United States | Oklahoma | Pottawatomie | Oklahoma City | 73112 | 0.89 | 0.86
185688 | 82387-10635 | 2800 S EASTERN AVENU OKLAHOMA CITY | 82387 | JOINT RECRUITING PROGRAM | USACE | 2800 S EASTERN AVENU WAREHOUSE 3 - NORTH | United States | Oklahoma | Pottawatomie | Oklahoma City | 73129 | 0.89 | 0.86
7253 | 40D90 | SHAWNEE READINESS CENTER | 400NG | OKLAHOMA NATIONAL GUARD | ARGUARD | 520 Saratoga ST | United States | Oklahoma | Pottawatomie | Shawnee | 74801 | 0.89 | 0.86
184386 | 05250-10004 | 1822 N SARATOGA SHAWNEE | 06510 | 63RD RRC - CALIFORNIA | ARRES | 1822 N SARATOGA | United States | Oklahoma | Pottawatomie | Shawnee | 74801 | 0.89 | 0.86
184387 | 82387-12386 | N HARRISON SHAWNEE | 82387 | JOINT RECRUITING PROGRAM | USACE | 1621 N. HARRISON | United States | Oklahoma | Pottawatomie | Shawnee | 74804 | 0.89 | 0.86
190051 | 822255 | 1921 CHANDLER CIRCLE SHAWNEE | 70132 | INDEPENDENT DUTY HOUSING PROGRAM | USACE | 1921 Chandler Circle | United States | Oklahoma | Pottawatomie | Shawnee | 74804 | 0.89 | 0.86
5183 | 40825 | GEORGE C FARR USARC | 06510 | 63RD RRC - CALIFORNIA | ARRES |  | United States | Oklahoma | Pushmataha | Antlers | 74523 | 0.87 | 0.83
4437 | 40A95 | CLAREMORE READINESS CENTER | 400NG | OKLAHOMA NATIONAL GUARD | ARGUARD | 2500 W Blue Starr DR | United States | Oklahoma | Rogers | Claremore | 74017 | 0.87 | 0.83
189293 | 821384 | 6904 NIBLICK WAY EDMOND | 70132 | INDEPENDENT DUTY HOUSING PROGRAM | USACE | 6904 Niblick Way | United States | Oklahoma | Stephens | Edmond | 73025 | 0.87 | 0.83
2089 | GZQJ0001 | FREDERICK NEXT GENERATION SITE SITE # 1 | AGGN | ALTUS AIR FORCE BASE | AFACT | 9999 North Tillman County Route 2240 | United States | Oklahoma | Tillman | Frederick | 73542 | 0.87 | 0.83
5090 | 40B53 | FREDERICK READINESS CENTER | 400NG | OKLAHOMA NATIONAL GUARD | ARGUARD | 1801 E Gladstone | United States | Oklahoma | Tillman | Frederick | 73542 | 0.87 | 0.83
2088 | GZPZ0001 | FREDERICK MUNICIPAL AIRPORT SITE # 1 | VNVP | SHEPPARD AFB | AFACT | 4501 Ameilia Earhart Way | United States | Oklahoma | Tillman | Unknown | 73542 | 0.87 | 0.83
4148 | 40A70 | BROKEN ARROW READINESS CENTER | 400NG | OKLAHOMA NATIONAL GUARD | ARGUARD | 2401 S 9th ST | United States | Oklahoma | Tulsa | Broken Arrow | 74012 | 0.87 | 0.83
190717 | 821833 | 9500 N. 129TH EAST AVENUE OWASSO | 82387 | JOINT RECRUITING PROGRAM | USACE | 9500 N 129th East Avenue | United States | Oklahoma | Tulsa | Owasso | 74055 | 0.87 | 0.83
191214 | 823509 | 7448 N 147TH E AVE OWASSO | 70132 | INDEPENDENT DUTY HOUSING PROGRAM | USACE | 7448 N 147th E Avenue | United States | Oklahoma | Tulsa | Owasso | 74055 | 0.87 | 0.83
185766 | 82387-11669 | E CHARLES PAGE SAND SPRINGS | 82387 | JOINT RECRUITING PROGRAM | USACE | 1124 E. CHARLES PAGE SUITE 500 | United States | Oklahoma | Tulsa | Sand Springs | 74063 | 0.87 | 0.83
7160 | 40D81 | SAND SPRINGS AFRC | 400NG | OKLAHOMA NATIONAL GUARD | ARGUARD | 7520 W 41st ST | United States | Oklahoma | Tulsa | Tulsa | 74107 | 0.87 | 0.83
3365 | XHZG0001 | TULSA IAP SITE # 1 | XHZG | TULSA IAP | AFGUARD | 4200 North 93rd East Avenue | United States | Oklahoma | Tulsa | Tulsa | 74115 | 0.87 | 0.83
185262 | 82387-11644 | E 71ST ST TULSA | 82387 | JOINT RECRUITING PROGRAM | USACE | 7827 & 7859 E. 71ST STREET CENTRE 71 ANNEX | United States | Oklahoma | Tulsa | Tulsa | 74133 | 0.87 | 0.83
185256 | 400NG-10006 | 4701 SOUTH YALE AVENUE TULSA | 400NG | OKLAHOMA NATIONAL GUARD | ARGUARD | 4701 SOUTH YALE AVENUE | United States | Oklahoma | Tulsa | Tulsa | 74135 | 0.87 | 0.83
188195 | 40E29 | TULSA PROMENADE RECRUITING OFFICE | 400NG | OKLAHOMA NATIONAL GUARD | ARGUARD |  | United States | Oklahoma | Tulsa | Tulsa | 74135 | 0.87 | 0.83
190643 | 822396 | 3934 S HUDSON TULSA | 82387 | JOINT RECRUITING PROGRAM | USACE | 3934 S Hudson Avenue | United States | Oklahoma | Tulsa | Tulsa | 74135 | 0.87 | 0.83
185257 | 82387-12869 | S SHERIDAN RD TULSA | 82387 | JOINT RECRUITING PROGRAM | USACE | 5321 S SHERIDAN RD SUITE 18, THE FARM | United States | Oklahoma | Tulsa | Tulsa | 74145 | 0.87 | 0.83
185258 | 710381 | 9717 E. 42ND STREET TULSA | 82387 | JOINT RECRUITING PROGRAM | USACE | 9717 E. 42ND STREET SUITE 216 | United States | Oklahoma | Tulsa | Tulsa | 74146 | 0.87 | 0.83
185860 | 800362 | 11173 E 31ST STREET TULSA | 82387 | JOINT RECRUITING PROGRAM | USACE | 11173 E 31st Street | United States | Oklahoma | Tulsa | Tulsa | 74146 | 0.87 | 0.83
7637 | 40E32 | TULSA AASF NO 2 | 400NG | OKLAHOMA NATIONAL GUARD | ARGUARD | 4220-A N Mingo Valley Expwy | United States | Oklahoma | Tulsa | Tulsa | 74158 | 0.87 | 0.83
7638 | 40E33 | TULSA FMS 9 | 400NG | OKLAHOMA NATIONAL GUARD | ARGUARD | 4220-B N Mingo Valley Expwy | United States | Oklahoma | Tulsa | Tulsa | 74158 | 0.87 | 0.83
7639 | 40E31 | TULSA MINGO VALLEY READINESS C | 400NG | OKLAHOMA NATIONAL GUARD | ARGUARD | 104 Lemons DR | United States | Oklahoma | Tulsa | Tulsa | 74158 | 0.87 | 0.83
191842 | 824451 | 1412 N. UMBRELLA AVENUE BROKEN ARROW | 70132 | INDEPENDENT DUTY HOUSING PROGRAM | USACE | 1412 N. Umbrella Avenue | United States | Oklahoma | Wagoner | Broken Arrow | 74012 | 0.87 | 0.83
191858 | 824436 | 2115 E CONCORD PL BROKEN ARROW | 70132 | INDEPENDENT DUTY HOUSING PROGRAM | USACE | 2115 E Concord Place | United States | Oklahoma | Wagoner | Broken Arrow | 74012 | 0.87 | 0.83
185907 | 40824 | BROKEN ARROW AFRC | 400NG | OKLAHOMA NATIONAL GUARD | ARGUARD |  | United States | Oklahoma | Wagoner | Broken Arrow | 74014 | 0.87 | 0.83
190052 | 822248 | 20272 E 47TH ST S BROKEN ARROW | 70132 | INDEPENDENT DUTY HOUSING PROGRAM | USACE | 20272 E 47th Street S | United States | Oklahoma | Wagoner | Broken Arrow | 74014 | 0.87 | 0.83
191172 | 823738 | 3616 E AURORA STREET BROKEN ARROW | 70132 | INDEPENDENT DUTY HOUSING PROGRAM | USACE | 3616 E Aurora Street | United States | Oklahoma | Wagoner | Broken Arrow | 74014 | 0.87 | 0.83
191695 | 824275 | 3320 E EMMITSBURG PLACE BROKEN ARROW | 70132 | INDEPENDENT DUTY HOUSING PROGRAM | USACE | 3320 E Emmitsburg Place | United States | Oklahoma | Wagoner | Broken Arrow | 74014 | 0.87 | 0.83
191706 | 824150 | 4660 S 204TH E AVE BROKEN ARROW | 70132 | INDEPENDENT DUTY HOUSING PROGRAM | USACE | 4660 S 204th E Avenue | United States | Oklahoma | Wagoner | Broken Arrow | 74014 | 0.87 | 0.83
4147 | 4010A | BROKEN ARROW AFRC | 06510 | 63RD RRC - CALIFORNIA | ARRES |  | United States | Oklahoma | Wagoner | Unknown | 74012 | 0.87 | 0.83
190633 | 822384 | 32269 E 723RD ROAD WAGONER | 70132 | INDEPENDENT DUTY HOUSING PROGRAM | USACE | 32269 E 723rd Road | United States | Oklahoma | Wagoner | Wagoner | 74467 | 0.87 | 0.83
3937 | 40A55 | BARTLESVILLE READINESS CENTER | 400NG | OKLAHOMA NATIONAL GUARD | ARGUARD | 1816 W Hensley BLVD | United States | Oklahoma | Washington | Bartlesville | 74005 | 0.87 | 0.83
4794 | 40835 | EARNEST L RIPLEY USARC | 06510 | 63RD RRC - CALIFORNIA | ARRES | 321 NE Washington Blvd | United States | Oklahoma | Washington | Bartlesville | 74006 | 0.87 | 0.83
184445 | 82387-12925 | SE WASHINGTON BLVD BARTLESVILLE | 82387 | JOINT RECRUITING PROGRAM | USACE | 2350 SE WASHINGTON BLVD WASHINGTON PARK MALL | United States | Oklahoma | Washington | Bartlesville | 74006 | 0.87 | 0.83
190677 | 822487 | 5233 NOWATA ROAD BARTLESVILLE | 70132 | INDEPENDENT DUTY HOUSING PROGRAM | USACE | 5233 Nowata Road | United States | Oklahoma | Washington | Bartlesville | 74006 | 0.87 | 0.83
189857 | AGGN0003 | CLINTON SHERMAN | AGGN | ALTUS AIR FORCE BASE | AFACT | Clinton-Sherman Airport | United States | Oklahoma | Washita | Burns Flat | 73624 | 0.87 | 0.83
3911 | 41A20 | BAKER CITY ARMORY | 410NG | OREGON NATIONAL GUARD | ARGUARD | 2600 E ST | United States | Oregon | Baker | Baker | 97814 | 1.11 | 1.14
3912 | 41A19 | BAKER CITY READINESS CENTER | 410NG | OREGON NATIONAL GUARD | ARGUARD | 1640 Campbell ST | United States | Oregon | Baker | Baker | 97814 | 1.11 | 1.14
4227 | 41455 | CAMP ADAIR CORVALLIS | 410NG | OREGON NATIONAL GUARD | ARGUARD | 39432 Rifle Range RD | United States | Oregon | Benton | Corvallis | 97330 | 1.11 | 1.14
7298 | 41458 | SMITH HALL | 410NG | OREGON NATIONAL GUARD | ARGUARD | 406 Hospital RD | United States | Oregon | Benton | Corvallis | 97330 | 1.11 | 1.14
170717 | 41A04 | CORVALLIS READINESS CENTER | 410NG | OREGON NATIONAL GUARD | ARGUARD |  | United States | Oregon | Benton | Corvallis | 97330 | 1.11 | 1.14
185412 | 82387-12571 | NW VAN BUREN CORVALLIS | 82387 | JOINT RECRUITING PROGRAM | USACE | 560 NW VAN BUREN 572 NW VAN BUREN EDWARDS BLDG | United States | Oregon | Benton | Corvallis | 97339 | 1.11 | 1.14
182764 | 800169 | 1019 SW 1ST AVENUE CANBY | 82387 | JOINT RECRUITING PROGRAM | USACE | 1019 SW 1st Avenue | United States | Oregon | Clackamas | Canby | 97013 | 1.09 | 1.12
4296 | 41A35 | CAMP WITHYCOMBE CLACKAMAS | 410NG | OREGON NATIONAL GUARD | ARGUARD | 10101 SE Clackamas | United States | Oregon | Clackamas | Clackamas | 97015 | 1.09 | 1.12
6652 | 41B45 | OREGON CITY ARMORY | 410NG | OREGON NATIONAL GUARD | ARGUARD | 204 S John Adams ST | United States | Oregon | Clackamas | Oregon City | 97045 | 1.09 | 1.12
185577 | 800178 | 19035 S. BEAVERCREEK ROAD OREGON CITY | 82387 | JOINT RECRUITING PROGRAM | USACE | 19035 S. Beavercreek Road | United States | Oregon | Clackamas | Oregon City | 97045 | 1.09 | 1.12
191537 | 41A71 | OREGON CITY STOREFRONT | 410NG | OREGON NATIONAL GUARD | ARGUARD |  | United States | Oregon | Clackamas | Oregon City | 97045 | 1.09 | 1.12
184100 | 82387-11223 | 8655 SW CITIZENS DR WILSONVILLE | 82387 | JOINT RECRUITING PROGRAM | USACE | 8655 SW CITIZENS DR | United States | Oregon | Clackamas | Wilsonville | 97070 | 1.09 | 1.12
182963 | 82387-11531 | COMMERCIAL ST ASTORIA | 82387 | JOINT RECRUITING PROGRAM | USACE | 818 COMMERCIAL ST SUITE 2 | United States | Oregon | Clatsop | Astoria | 97103 | 1.11 | 1.14
5053 | 41655 | FORT STEVENS MILITARY CEMETERY | 53465 | JOINT BASE LEWIS-MCCHORD | ARACT |  | United States | Oregon | Clatsop | Hammond | 97121 | 1.11 | 1.14
191845 | 824490 | 1650 8TH AVENUE HAMMOND | 70132 | INDEPENDENT DUTY HOUSING PROGRAM | USACE | 1650 8th Avenue | United States | Oregon | Clatsop | Hammond | 97121 | 1.11 | 1.14
170248 | 41C31 | CP RILEA ACUB | 410NG | OREGON NATIONAL GUARD | ARGUARD |  | United States | Oregon | Clatsop | Seaside | 97138 | 1.11 | 1.14
1624 | ERWM0001 | CAMP RILEA ANG STATION SITE # 1 | TQKD | PORTLAND IAP OR | AFGUARD | 91588 Rilea McCarter Road | United States | Oregon | Clatsop | Warrenton | 97146 | 1.11 | 1.14
6315 | 41C30 | MTA CAMP RILEA | 41C30 | CAMP RILEA | ARGUARD | 33168 Patriot Way | United States | Oregon | Clatsop | Warrenton | 97146 | 1.11 | 1.14
187825 | 41C32 | CAMPBELL TRAINING AREA | 41C30 | CAMP RILEA | ARGUARD |  | United States | Oregon | Clatsop | Warrenton | 97146 | 1.11 | 1.14
7387 | 41B90 | ST HELENS ARMORY | 410NG | OREGON NATIONAL GUARD | ARGUARD | 521 Armstrong BLVD | United States | Oregon | Columbia | St. Helens | 97051 | 1.11 | 1.14
170735 | 41B91 | ST HELENS READINESS CENTER | 410NG | OREGON NATIONAL GUARD | ARGUARD |  | United States | Oregon | Columbia | St. Helens | 97051 | 1.11 | 1.14
502 | N00620-CH | COOS HEAD OR | N00620 | NAS WHIDBEY ISLAND WA | NAVACT | 63379 Coos Head Road | United States | Oregon | Coos | Charleston | 97426 | 1.11 | 1.14
4545 | 41A40 | COOS BAY ARMORY | 410NG | OREGON NATIONAL GUARD | ARGUARD | 255 Norman AVE | United States | Oregon | Coos | Coos Bay | 97420 | 1.11 | 1.14
170207 | 41605 | NORTH BEND STOREFRONT | 410NG | OREGON NATIONAL GUARD | ARGUARD |  | United States | Oregon | Coos | North Bend | 97459 | 1.11 | 1.14
185871 | 82387-13165 | VIRGINIA AVE NORTH BEND | 82387 | JOINT RECRUITING PROGRAM | USACE | 1611 VIRGINIA AVENUE PONY VILLAGE MALL SUITE 1 | United States | Oregon | Coos | North Bend | 97459 | 1.11 | 1.14
4035 | 41902 | BIAK TRAINING CENTER | 410NG | OREGON NATIONAL GUARD | ARGUARD | 20801 SW Frank Mccaffery RD | United States | Oregon | Crook | Post | 97752 | 1.11 | 1.14
4367 | 41B69 | CENTRAL OREGON READINESS CTR | 410NG | OREGON NATIONAL GUARD | ARGUARD | 3852 SW Houston Lake RD | United States | Oregon | Crook | Prineville | 97754 | 1.11 | 1.14
9491 | 41555 | BIAK TRAINING AREAS EAST | 410NG | OREGON NATIONAL GUARD | ARGUARD |  | United States | Oregon | Crook | Prineville | 97754 | 1.11 | 1.14
170256 | 41B68 | GRIZZLY MOUNTAIN COMMO TOWER | 410NG | OREGON NATIONAL GUARD | ARGUARD |  | United States | Oregon | Crook | Prineville | 97754 | 1.11 | 1.14
3993 | 41901 | BEND COTEF | 410NG | OREGON NATIONAL GUARD | ARGUARD | 23861 Dodds RD | United States | Oregon | Deschutes | Bend | 97701 | 1.11 | 1.14
183850 | 53450-10006 | 875 SW SIMPSON AVE BEND | 27864 | 88TH RRC - MINNESOTA | ARRES | 875 SW SIMPSON AVE AR RES CENTER, TR 100LE | United States | Oregon | Deschutes | Bend | 97701 | 1.11 | 1.14
183851 | 82387-12505 | NE BEND RIVER BEND | 82387 | JOINT RECRUITING PROGRAM | USACE | 108 NE BEND RIVER SUITES 100,200,300 | United States | Oregon | Deschutes | Bend | 97701 | 1.11 | 1.14
4041 | 41A24 | BILL HEALEY ARMORY | 410NG | OREGON NATIONAL GUARD | ARGUARD | 875 SW Simpson AVE | United States | Oregon | Deschutes | Bend | 97702 | 1.11 | 1.14
6963 | 41B70 | REDMOND ARMORY | 410NG | OREGON NATIONAL GUARD | ARGUARD | 822 SW Highland AVE | United States | Oregon | Deschutes | Redmond | 97756 | 1.11 | 1.14
170734 | 41B72 | REDMOND READINESS CENTER | 410NG | OREGON NATIONAL GUARD | ARGUARD |  | United States | Oregon | Deschutes | Redmond | 97756 | 1.11 | 1.14
7066 | 41B85 | ROSEBURG ARMORY | 410NG | OREGON NATIONAL GUARD | ARGUARD | 111 General AVE | United States | Oregon | Douglas | Roseburg | 97470 | 1.11 | 1.14
183852 | 82387-10584 | 250 GARDEN VALLEY ROSEBURG | 82387 | JOINT RECRUITING PROGRAM | USACE | 250 GARDEN VALLEY SUITE 14 | United States | Oregon | Douglas | Roseburg | 97470 | 1.11 | 1.14
190991 | 823475 | 125 SE LE BLEU LANE WINSTON | 70132 | INDEPENDENT DUTY HOUSING PROGRAM | USACE | 125 SE LeBleu Lane | United States | Oregon | Douglas | Winston | 97496 | 1.11 | 1.14
4191 | 41A30 | BURNS ARMORY | 410NG | OREGON NATIONAL GUARD | ARGUARD | 619 Fairview ST | United States | Oregon | Harney | Burns | 97720 | 1.11 | 1.14
170714 | 41A31 | BURNS READINESS CENTER | 410NG | OREGON NATIONAL GUARD | ARGUARD |  | United States | Oregon | Harney | Burns | 97720 | 1.11 | 1.14
5478 | 41A90 | HOOD RIVER ARMORY | 410NG | OREGON NATIONAL GUARD | ARGUARD | 1590 12th ST | United States | Oregon | Hood River | Hood River | 97031 | 1.11 | 1.14
170724 | 41A91 | HOOD RIVER READINESS CENTER | 410NG | OREGON NATIONAL GUARD | ARGUARD |  | United States | Oregon | Hood River | Hood River | 97031 | 1.11 | 1.14
3864 | 41A10 | ASHLAND ARMORY | 410NG | OREGON NATIONAL GUARD | ARGUARD | 1420 E Main ST | United States | Oregon | Jackson | Ashland | 97520 | 1.11 | 1.14
170712 | 41A12 | ASHLAND READINESS CENTER | 410NG | OREGON NATIONAL GUARD | ARGUARD |  | United States | Oregon | Jackson | Ashland | 97520 | 1.11 | 1.14
6142 | 41B20 | MEDFORD ARMORY FMS 6 | 410NG | OREGON NATIONAL GUARD | ARGUARD | 1701 S Pacific HWY | United States | Oregon | Jackson | Medford | 97501 | 1.11 | 1.14
182964 | 800176 | 1251 E. MCANDREWS MEDFORD | 82387 | JOINT RECRUITING PROGRAM | USACE | 1251 E. McAndrews | United States | Oregon | Jackson | Medford | 97501 | 1.11 | 1.14
189747 | 821854 | 551 STONEHAM COURT NORTH MEDFORD | 70132 | INDEPENDENT DUTY HOUSING PROGRAM | USACE | 551 Stoneham Court North | United States | Oregon | Jackson | Medford | 97504 | 1.11 | 1.14
190832 | 823227 | 3631 CREEK VIEW DR MEDFORD | 70132 | INDEPENDENT DUTY HOUSING PROGRAM | USACE | 3631 Creek View Drive | United States | Oregon | Jackson | Medford | 97504 | 1.11 | 1.14
5260 | 41A75 | GRANTS PASS ARMORY | 410NG | OREGON NATIONAL GUARD | ARGUARD | 666 Brookside BLVD | United States | Oregon | Josephine | Grants Pass | 97526 | 1.11 | 1.14
170181 | 41370 | GRANTS PASS STOREFRONT | 410NG | OREGON NATIONAL GUARD | ARGUARD |  | United States | Oregon | Josephine | Grants Pass | 97526 | 1.11 | 1.14
170721 | 41A77 | GRANTS PASS READINESS CENTER | 410NG | OREGON NATIONAL GUARD | ARGUARD |  | United States | Oregon | Josephine | Grants Pass | 97526 | 1.11 | 1.14
185264 | 82387-12503 | NE 6TH ST GRANTS PASS | 82387 | JOINT RECRUITING PROGRAM | USACE | 1301 NE 6TH ST SUITES A, B, & E | United States | Oregon | Josephine | Grants Pass | 97526 | 1.11 | 1.14
190036 | 822221 | 1301 NORTHEAST 6TH STREET GRANTS PASS | 82387 | JOINT RECRUITING PROGRAM | USACE | 1301 Northeast 6th Street | United States | Oregon | Josephine | Grants Pass | 97526 | 1.11 | 1.14
2340 | KJAQ0001 | KINGSLEY FIELD CANTONEMENT SITE 1 | KJAQ | KLAMATH FALLS AIRPORT-KINGSLEY FIELD (ANG) | AFGUARD | 136 Arnold Avenue | United States | Oregon | Klamath | Kingsley Field | 97603 | 1.11 | 1.14
187750 | KJAQ0002 | KINGSLEY FIELD CANTONEMENT SITE 2 | KJAQ | KLAMATH FALLS AIRPORT-KINGSLEY FIELD (ANG) | AFGUARD |  | United States | Oregon | Klamath | Kingsley Field | 97603 | 1.11 | 1.14
190096 | 822218 | 637 MAIN STREET KLAMATH FALLS | 82387 | JOINT RECRUITING PROGRAM | USACE | 637 Main Street | United States | Oregon | Klamath | Klamath Falls | 97601 | 1.11 | 1.14
171073 | 41931 | KINGSLEY ACCESS PROPERTY | 410NG | OREGON NATIONAL GUARD | ARGUARD |  | United States | Oregon | Klamath | Klamath Falls | 97603 | 1.11 | 1.14
185327 | 82387-10713 | 3160 SOUTH 6TH ST KLAMATH FALLS | 82387 | JOINT RECRUITING PROGRAM | USACE | 3160 SOUTH 6TH ST | United States | Oregon | Klamath | Klamath Falls | 97603 | 1.11 | 1.14
187751 | KJAQ0003 | KINGSLEY FIELD MUNITIONS AREA SITE 3 | KJAQ | KLAMATH FALLS AIRPORT-KINGSLEY FIELD (ANG) | AFGUARD |  | United States | Oregon | Klamath | Klamath Falls | 97603 | 1.11 | 1.14
187752 | KJAQ0004 | KINGSLEY FIELD 270TH ATCS COMPOUND SITE 4 | KJAQ | KLAMATH FALLS AIRPORT-KINGSLEY FIELD (ANG) | AFGUARD |  | United States | Oregon | Klamath | Klamath Falls | 97603 | 1.11 | 1.14
187753 | KJAQ0005 | KINGSLEY FIELD FIRING RANGE SITE 5 | KJAQ | KLAMATH FALLS AIRPORT-KINGSLEY FIELD (ANG) | AFGUARD |  | United States | Oregon | Klamath | Klamath Falls | 97603 | 1.11 | 1.14
187816 | KJAQ0007 | KINGSLEY FIELD OLD ALERT AREA SITE 7 | KJAQ | KLAMATH FALLS AIRPORT-KINGSLEY FIELD (ANG) | AFGUARD |  | United States | Oregon | Klamath | Klamath Falls | 97603 | 1.11 | 1.14
187817 | KJAQ0008 | KINGSLEY FIELD FRONT ENTRANCE SITE 8 | KJAQ | KLAMATH FALLS AIRPORT-KINGSLEY FIELD (ANG) | AFGUARD |  | United States | Oregon | Klamath | Klamath Falls | 97603 | 1.11 | 1.14
187963 | KJAQ0009 | KINGSLEY FIELD TEST CELL SITE 6 | KJAQ | KLAMATH FALLS AIRPORT-KINGSLEY FIELD (ANG) | AFGUARD |  | United States | Oregon | Klamath | Klamath Falls | 97603 | 1.11 | 1.14
2432 | MCXE0001 | KENO AIR FORCE STATION SITE # 1 | QYZH | MT HOME AFB | AFACT | Green Springs Highway | United States | Oregon | Klamath | Unknown | 97627 | 1.11 | 1.14
1589 | DSRY0001 | CHRISTMAS VALLEY RADAR SITE SITE # 1 | AAWZ | ACC AMIC | AFACT | 94481 Christmas Valley Highway | United States | Oregon | Klamath | Unknown | 97641 | 1.11 | 1.14
187744 | 41A33 | CHRISTMAS VALLEY RADAR SITE | 410NG | OREGON NATIONAL GUARD | ARGUARD |  | United States | Oregon | Lakeview | Christmas Valley | 97641 | 1.11 | 1.14
182410 | 82387-11934 | GOODPASTURE EUGENE | 82387 | JOINT RECRUITING PROGRAM | USACE | 331 GOODPASTURE GOODPASTURE ISLND RD | United States | Oregon | Lane | Eugene | 97401 | 1.11 | 1.14
188677 | 820787 | 1400 EXECUTIVE PARKWAY EUGENE | 82387 | JOINT RECRUITING PROGRAM | USACE | 1400 Executive Parkway | United States | Oregon | Lane | Eugene | 97401 | 1.11 | 1.14
6757 | 41765 | PFC EDWIN L. WEBB USARC | 27864 | 88TH RRC - MINNESOTA | ARRES | 1355 Chambers Street | United States | Oregon | Lane | Eugene | 97402 | 1.11 | 1.14
186573 | 801083 | PEASCOD DRIVE EUGENE | 70132 | INDEPENDENT DUTY HOUSING PROGRAM | USACE | Peascod Drive | United States | Oregon | Lane | Eugene | 97402 | 1.11 | 1.14
182412 | 82387-11077 | 65-J DIVISION AVE EUGENE | 82387 | JOINT RECRUITING PROGRAM | USACE | 65-J DIVISION AVE SUITES A,B,C,D | United States | Oregon | Lane | Eugene | 97404 | 1.11 | 1.14
189968 | 822127 | 3115 METOLIUS DR. EUGENE | 70132 | INDEPENDENT DUTY HOUSING PROGRAM | USACE | 3115 Metolius Drive | United States | Oregon | Lane | Eugene | 97408 | 1.11 | 1.14
191490 | 824064 | 3106 PIERCE PARKWAY SPRINGFIELD | 82387 | JOINT RECRUITING PROGRAM | USACE | 3106 Pierce Parkway | United States | Oregon | Lane | Springfield | 97477 | 1.11 | 1.14
170206 | 41270 | SPRINGFIELD STOREFRONT | 410NG | OREGON NATIONAL GUARD | ARGUARD |  | United States | Oregon | Lane | Springfield | 97477 | 1.11 | 1.14
184384 | 82387-11915 | GATEWAY ST SPRINGFIELD | 82387 | JOINT RECRUITING PROGRAM | USACE | 3000 GATEWAY ST GATEWAY MALL #820/21 | United States | Oregon | Lane | Springfield | 97477 | 1.11 | 1.14
188123 | N68967-SP | NAVOPSPTCEN SPRINGFIED | N68967 | NAVSTA EVERETT WA | NAVACT |  | United States | Oregon | Lane | Springfield | 97477 | 1.11 | 1.14
5810 | 41B06 | LANE COUNTY AFRC/FMS | 410NG | OREGON NATIONAL GUARD | ARGUARD | 3110 Pierce PKWY | United States | Oregon | Lane | Springfield | 97478 | 1.11 | 1.14
6427 | 41B35 | NEWPORT ARMORY | 410NG | OREGON NATIONAL GUARD | ARGUARD | 541 SW Coast HWY | United States | Oregon | Lincoln | Newport | 97365 | 1.11 | 1.14
170730 | 41B37 | NEWPORT READINESS CENTER | 410NG | OREGON NATIONAL GUARD | ARGUARD |  | United States | Oregon | Lincoln | Newport | 97365 | 1.11 | 1.14
185383 | 82387-12355 | N COAST HWY NEWPORT | 82387 | JOINT RECRUITING PROGRAM | USACE | 811 N. COAST HIGHWAY SUITES B-1 & B-2 | United States | Oregon | Lincoln | Newport | 97365 | 1.11 | 1.14
170278 | 41B36 | NEWPORT AIRPORT PROPERTY | 410NG | OREGON NATIONAL GUARD | ARGUARD |  | United States | Oregon | Lincoln | South Beach | 97366 | 1.11 | 1.14
3736 | 41A05 | ALBANY ARMORY | 410NG | OREGON NATIONAL GUARD | ARGUARD | 3800 Knox Butte RD | United States | Oregon | Linn | Albany | 97321 | 1.11 | 1.14
170711 | 41A06 | ALBANY READINESS CENTER | 410NG | OREGON NATIONAL GUARD | ARGUARD |  | United States | Oregon | Linn | Albany | 97321 | 1.11 | 1.14
185382 | 82387-10389 | 1807 14TH STREET SE ALBANY | 82387 | JOINT RECRUITING PROGRAM | USACE | 1807 14TH STREET SE HERITAGE MALL | United States | Oregon | Linn | Albany | 97321 | 1.11 | 1.14
5851 | 41B10 | LEBANON ARMORY | 410NG | OREGON NATIONAL GUARD | ARGUARD | 350 Maple ST | United States | Oregon | Linn | Lebanon | 97355 | 1.11 | 1.14
5852 | 41B12 | LEBANON FMS | 410NG | OREGON NATIONAL GUARD | ARGUARD | 36646 Oak DR | United States | Oregon | Linn | Lebanon | 97355 | 1.11 | 1.14
170728 | 41B14 | LEBANON READINESS CENTER | 410NG | OREGON NATIONAL GUARD | ARGUARD |  | United States | Oregon | Linn | Lebanon | 97355 | 1.11 | 1.14
6638 | 41B40 | ONTARIO ARMORY | 410NG | OREGON NATIONAL GUARD | ARGUARD | 720 NW 8th AVE | United States | Oregon | Malheur | Ontario | 97914 | 1.11 | 1.14
9520 | 41357 | ONTARIO READINESS CENTER | 410NG | OREGON NATIONAL GUARD | ARGUARD |  | United States | Oregon | Malheur | Ontario | 97914 | 1.11 | 1.14
185487 | 82387-10463 | 203 EAST LANE NORTH ONTARIO | 82387 | JOINT RECRUITING PROGRAM | USACE | 203 EAST LANE NORTH ONTARIO MARKET PLACE | United States | Oregon | Malheur | Ontario | 97914 | 1.11 | 1.14
191629 | 824235 | 1671 E. IDAHO AVENUE ONTARIO | 82387 | JOINT RECRUITING PROGRAM | USACE | 1671 E. Idaho Avenue | United States | Oregon | Malheur | Ontario | 97914 | 1.11 | 1.14
7128 | 41C12 | SALEM RESERVE CENTER | 410NG | OREGON NATIONAL GUARD | ARGUARD | 775 Airport RD SE | United States | Oregon | Marion | Salem | 97301 | 1.11 | 1.14
189496 | 821581 | 4950 SUMMER WIND CT SALEM | 70132 | INDEPENDENT DUTY HOUSING PROGRAM | USACE | 4950 Summer Wind Court | United States | Oregon | Marion | Salem | 97301 | 1.11 | 1.14
6136 | 41C05 | MCNARY FIELD SALEM AASF | 410NG | OREGON NATIONAL GUARD | ARGUARD | 1921 Turner RD SE | United States | Oregon | Marion | Salem | 97302 | 1.11 | 1.14
170205 | 41502 | SALEM STOREFRONT | 410NG | OREGON NATIONAL GUARD | ARGUARD |  | United States | Oregon | Marion | Salem | 97302 | 1.11 | 1.14
190634 | 800858 | 325 13TH STREET NE SALEM | 82387 | JOINT RECRUITING PROGRAM | USACE | 325 13th Street NE | United States | Oregon | Marion | Salem | 97302 | 1.11 | 1.14
191126 | 823665 | 1366 HEATHER LANE SALEM | 70132 | INDEPENDENT DUTY HOUSING PROGRAM | USACE | 1366 Heather Lane | United States | Oregon | Marion | Salem | 97302 | 1.11 | 1.14
183538 | 82387-12115 | LANCASTER DR NE SALEM | 82387 | JOINT RECRUITING PROGRAM | USACE | 3052 LANCASTER DRIVE NE 3090 LANCASTER DRIVE NE | United States | Oregon | Marion | Salem | 97302 | 1.11 | 1.14
7126 | 41B95 | SALEM ARMORY | 410NG | OREGON NATIONAL GUARD | ARGUARD | 2310 17th ST NE | United States | Oregon | Marion | Salem | 97303 | 1.11 | 1.14
170819 | 41C01 | MARION COUNTY USPFO ACTIVITY | 410NG | OREGON NATIONAL GUARD | ARGUARD |  | United States | Oregon | Marion | Salem | 97303 | 1.11 | 1.14
191907 | 824584 | 963 WHITETAIL DEER NW SALEM | 70132 | INDEPENDENT DUTY HOUSING PROGRAM | USACE | 963 Whitetail Deer Street NW | United States | Oregon | Marion | Salem | 97304 | 1.11 | 1.14
3806 | 41C03 | ANDERSON READINESS CENTER | 410NG | OREGON NATIONAL GUARD | ARGUARD | 3225 State ST | United States | Oregon | Marion | Salem | 97309 | 1.11 | 1.14
5631 | 41C00 | JFHQ OWEN SUMMERS BLDG | 410NG | OREGON NATIONAL GUARD | ARGUARD | 1776 Militia Way | United States | Oregon | Marion | Salem | 97309 | 1.11 | 1.14
185887 | 41C15 | SILVERTON ARMORY | 410NG | OREGON NATIONAL GUARD | ARGUARD |  | United States | Oregon | Marion | Silverton | 97381 | 1.11 | 1.14
7955 | 41C35 | WOODBURN ARMORY | 410NG | OREGON NATIONAL GUARD | ARGUARD | 658 N Evergreen AVE | United States | Oregon | Marion | Woodburn | 97071 | 1.11 | 1.14
170726 | 41C36 | WOODBURN READINESS CENTER | 410NG | OREGON NATIONAL GUARD | ARGUARD |  | United States | Oregon | Marion | Woodburn | 97071 | 1.11 | 1.14
1015 | N00620-AE | NAVWPNSYSTRAFAC BRDMAN | N00620 | NAS WHIDBEY ISLAND WA | NAVACT | 76966 Bombing Range RD | United States | Oregon | Morrow | Boardman | 97818 | 1.11 | 1.14
170179 | 41123 | BOARDMAN RANGE COMPLEX ENCLAVE | 410NG | OREGON NATIONAL GUARD | ARGUARD |  | United States | Oregon | Morrow | Boardman | 97818 | 1.11 | 1.14
191228 | 823743 | 964 NE PACIFIC DRIVE FAIRVIEW | 70132 | INDEPENDENT DUTY HOUSING PROGRAM | USACE | 964 NE Pacific Drive | United States | Oregon | Multnomah | Fairview | 97024 | 1.11 | 1.14
5296 | 41A80 | GRESHAM ARMORY | 410NG | OREGON NATIONAL GUARD | ARGUARD | 500 NE Division | United States | Oregon | Multnomah | Gresham | 97030 | 1.09 | 1.12
170723 | 41A79 | GRESHAM READINESS CENTER | 410NG | OREGON NATIONAL GUARD | ARGUARD |  | United States | Oregon | Multnomah | Gresham | 97030 | 1.09 | 1.12
185587 | 82387-12565 | NW EASTMAN PKWY GRESHAM | 82387 | JOINT RECRUITING PROGRAM | USACE | 830 NW EASTMAN PKWY | United States | Oregon | Multnomah | Gresham | 97030 | 1.09 | 1.12
191400 | 823930 | 1306 SE CONDOR PLACE GRESHAM | 70132 | INDEPENDENT DUTY HOUSING PROGRAM | USACE | 1306 SE Condor Place | United States | Oregon | Multnomah | Gresham | 97080 | 1.09 | 1.12
191505 | 824092 | 1220 SW 3RD AVE PORTLAND | 82387 | JOINT RECRUITING PROGRAM | USACE | 1220 SW 3rd Avenue | United States | Oregon | Multnomah | Portland | 97204 | 1.09 | 1.12
5754 | 41B65 | KLIEVER MEMORIAL ARMORY | 410NG | OREGON NATIONAL GUARD | ARGUARD | 10000 NE 33rd DR | United States | Oregon | Multnomah | Portland | 97211 | 1.09 | 1.12
170725 | 41B66 | KLIEVER READINESS CENTER FMS | 410NG | OREGON NATIONAL GUARD | ARGUARD |  | United States | Oregon | Multnomah | Portland | 97211 | 1.09 | 1.12
190108 | 822236 | 9904 SE WASHINGTON STREET PORTLAND | 82387 | JOINT RECRUITING PROGRAM | USACE | 9904 SE Washington Street | United States | Oregon | Multnomah | Portland | 97216 | 1.09 | 1.12
692 | N68967-PO | NAVOPSPTCEN PORTLAND | N68967 | NAVSTA EVERETT WA | NAVACT | 6735 North Basin Avenue | United States | Oregon | Multnomah | Portland | 97217 | 1.09 | 1.12
3677 | 41815 | 2LT ALFRED SHARFF USARC | 27864 | 88TH RRC - MINNESOTA | ARRES | 8801 N Chautaugua Blvd | United States | Oregon | Multnomah | Portland | 97217 | 1.09 | 1.12
9503 | 41704 | PANG BASE ENCLAVE | 410NG | OREGON NATIONAL GUARD | ARGUARD |  | United States | Oregon | Multnomah | Portland | 97217 | 1.09 | 1.12
3183 | TQKD0001 | PORTLAND IAP (ANG) | TQKD | PORTLAND IAP OR | AFGUARD | 6801 Northeast Cornfoot Road | United States | Oregon | Multnomah | Portland | 97218 | 1.09 | 1.12
5576 | 41B55 | JACKSON ARMORY | 410NG | OREGON NATIONAL GUARD | ARGUARD | 6255 NE Cornfoot RD | United States | Oregon | Multnomah | Portland | 97218 | 1.09 | 1.12
7245 | 41805 | SGT JEROME F. SEARS USARC | 27864 | 88TH RRC - MINNESOTA | ARRES |  | United States | Oregon | Multnomah | Portland | 97219 | 1.09 | 1.12
184489 | 82387-10598 | 25643 SE STARK STREET TROUTDALE | 82387 | JOINT RECRUITING PROGRAM | USACE | 25643 SE STARK STREET 3136 SW 257TH STREET | United States | Oregon | Multnomah | Troutdale | 97060 | 1.09 | 1.12
184490 | 82387-11937 | GRAHAM RD RT 2 BX 13 TROUTDALE | 82387 | JOINT RECRUITING PROGRAM | USACE | GRAHAM RD RT 2 BX 13 WEST WHSE FED DEPOT | United States | Oregon | Multnomah | Troutdale | 97060 | 1.09 | 1.12
189824 | 821991 | 202 NW GRAHAM ROAD TROUTDALE | 82387 | JOINT RECRUITING PROGRAM | USACE | 202 NW Graham Road | United States | Oregon | Multnomah | Troutdale | 97060 | 1.09 | 1.12
190290 | 822513 | 1517 SW 13TH CIRCLE TROUTDALE | 70132 | INDEPENDENT DUTY HOUSING PROGRAM | USACE | 1517 SW 13th Circle | United States | Oregon | Multnomah | Troutdale | 97060 | 1.09 | 1.12
4639 | 41A60 | DALLAS ARMORY | 410NG | OREGON NATIONAL GUARD | ARGUARD | 817 SW Church ST | United States | Oregon | Polk | Dallas | 97338 | 1.11 | 1.14
170719 | 41A62 | POLK COUNTY READINESS CENTER | 410NG | OREGON NATIONAL GUARD | ARGUARD |  | United States | Oregon | Polk | Dallas | 97338 | 1.11 | 1.14
6648 | 41B27 | ORARNG REGIONAL TRNG INSTITUTE | 410NG | OREGON NATIONAL GUARD | ARGUARD | 701 N Monmouth AVE | United States | Oregon | Polk | Monmouth | 97361 | 1.11 | 1.14
5430 | 41A83 | HERMISTON ARMORY | 410NG | OREGON NATIONAL GUARD | ARGUARD | 900 SE Columbia BLVD | United States | Oregon | Umatilla | Hermiston | 97838 | 1.11 | 1.14
7656 | 41725 | UMATILLA CHEM DEPOT | 53465 | JOIN BASE LEWIS-MCCHORD | ARACT |  | United States | Oregon | Umatilla | Hermiston | 97838 | 1.11 | 1.14
6211 | 41B25 | MILTON FREEWATER ARMORY | 410NG | OREGON NATIONAL GUARD | ARGUARD | 149 S Main ST | United States | Oregon | Umatilla | Milton-Freewater | 97862 | 1.11 | 1.14
170729 | 41B26 | MILTON FREEWATER READINESS CENTER | 410NG | OREGON NATIONAL GUARD | ARGUARD |  | United States | Oregon | Umatilla | Milton-Freewater | 97862 | 1.11 | 1.14
6737 | 41B50 | PENDLETON ARMORY AASF COMPLEX | 410NG | OREGON NATIONAL GUARD | ARGUARD | 2100 Nw 56th DR | United States | Oregon | Umatilla | Pendleton | 97801 | 1.11 | 1.14
170204 | 41004 | PENDLETON STOREFRONT | 410NG | OREGON NATIONAL GUARD | ARGUARD |  | United States | Oregon | Umatilla | Pendleton | 97801 | 1.11 | 1.14
170732 | 41B53 | PENDLETON READINESS CENTER | 410NG | OREGON NATIONAL GUARD | ARGUARD |  | United States | Oregon | Umatilla | Pendleton | 97801 | 1.11 | 1.14
189942 | 822044 | 110 SW 20TH STREET PENDLETON | 82387 | JOINT RECRUITING PROGRAM | USACE | 110 SW 20th Street | United States | Oregon | Umatilla | Pendleton | 97801 | 1.11 | 1.14
191636 | 824250 | 236 S. MAIN STREET PENDLETON | 82387 | JOINT RECRUITING PROGRAM | USACE | 236 S Main Street | United States | Oregon | Umatilla | Pendleton | 97801 | 1.11 | 1.14
186005 | 800855 | ISLAND AVENUE ISLAND CITY | 82387 | JOINT RECRUITING PROGRAM | USACE | Island Avenue | United States | Oregon | Union | Island City | 97850 | 1.11 | 1.14
5777 | 41B02 | LAGRANDE ARMORY | 410NG | OREGON NATIONAL GUARD | ARGUARD | 404 12th ST | United States | Oregon | Union | La Grande | 97850 | 1.11 | 1.14
5778 | 41B01 | LAGRANDE FMS 7 | 410NG | OREGON NATIONAL GUARD | ARGUARD | 64082 Airport LN | United States | Oregon | Union | La Grande | 97850 | 1.11 | 1.14
9519 | 41875 | LAGRANDE AIRPORT PROPERTY | 410NG | OREGON NATIONAL GUARD | ARGUARD |  | United States | Oregon | Union | La Grande | 97850 | 1.11 | 1.14
7535 | 41C20 | THE DALLES ARMORY | 410NG | OREGON NATIONAL GUARD | ARGUARD | 751 Goode ST | United States | Oregon | Wasco | The Dalles | 97058 | 1.11 | 1.14
169954 | 41698 | THE DALLES READINESS CENTER | 410NG | OREGON NATIONAL GUARD | ARGUARD |  | United States | Oregon | Wasco | The Dalles | 97058 | 1.11 | 1.14
183402 | 800182 | 905 W 6TH STREET THE DALLES | 82387 | JOINT RECRUITING PROGRAM | USACE | 905 W 6th Street | United States | Oregon | Wasco | The Dalles | 97058 | 1.11 | 1.14
191167 | 823768 | 3227 W. 12TH ST THE DALLES | 70132 | INDEPENDENT DUTY HOUSING PROGRAM | USACE | 3227 W 12th Street | United States | Oregon | Wasco | The Dalles | 97058 | 1.11 | 1.14
182763 | 800168 | SW CEDAR HILLS BLVD BEAVERTON | 82387 | JOINT RECRUITING PROGRAM | USACE | 3800 SW CEDAR HILLS BOULEVARD SUITE 228, BG PLAZA BLDG | United States | Oregon | Washington | Beaverton | 97005 | 1.09 | 1.12
191365 | 41547 | BEAVERTON TOWN SQUARE STOREFRONT | 410NG | OREGON NATIONAL GUARD | ARGUARD |  | United States | Oregon | Washington | Beaverton | 97005 | 1.09 | 1.12
170182 | 41546 | BEAVERTON STOREFRONT | 410NG | OREGON NATIONAL GUARD | ARGUARD |  | United States | Oregon | Washington | Beaverton | 97007 | 1.09 | 1.12
191741 | 824303 | 16075 SW LOON DRIVE BEAVERTON | 70132 | INDEPENDENT DUTY HOUSING PROGRAM | USACE | 16075 SW Loon Drive | United States | Oregon | Washington | Beaverton | 97007 | 1.09 | 1.12
6988 | 41A72 | RICHARD A MILLER ARMORY FMS 3 | 410NG | OREGON NATIONAL GUARD | ARGUARD | 2950 Taylor Way | United States | Oregon | Washington | Forest Grove | 97116 | 1.09 | 1.12
5447 | 41A85 | HILLSBORO ARMORY | 410NG | OREGON NATIONAL GUARD | ARGUARD | 848 NE 28th AVE | United States | Oregon | Washington | Hillsboro | 97123 | 1.09 | 1.12
170716 | 41A87 | WASHINGTON COUNTY READINESS CENTER | 410NG | OREGON NATIONAL GUARD | ARGUARD |  | United States | Oregon | Washington | Hillsboro | 97123 | 1.09 | 1.12
191397 | 823985 | 1123 SE TAMORA AVE HILLSBORO | 70132 | INDEPENDENT DUTY HOUSING PROGRAM | USACE | 1123 SE Tamora Avenue | United States | Oregon | Washington | Hillsboro | 97123 | 1.09 | 1.12
185869 | 82387-10423 | 1991 NE CORNELL RD HILLSBORO | 82387 | JOINT RECRUITING PROGRAM | USACE | 1991 NE CORNELL RD CORNELL PLAZA | United States | Oregon | Washington | Hillsboro | 97124 | 1.09 | 1.12
182755 | 82387-12506 | NE BROADWAY PORTLAND | 82387 | JOINT RECRUITING PROGRAM | USACE | 1317 NE BROADWAY | United States | Oregon | Washington | Portland | 97204 | 1.09 | 1.12
182758 | 82387-10162 | 1220 SW THIRD PORTLAND | 82387 | JOINT RECRUITING PROGRAM | USACE | 1220 SW THIRD E GREEN-W WYATT BLDG | United States | Oregon | Washington | Portland | 97204 | 1.09 | 1.12
185647 | 82387-10261 | 142 FW/XP,142D FIGHTER W PORTLAND | 82387 | JOINT RECRUITING PROGRAM | USACE | 142 FW/XP,142D FIGHTER W PORTLAND AIR NATIONAL GUARD | United States | Oregon | Washington | Portland | 97218 | 1.09 | 1.12
185740 | 82387-11044 | 6130 NE 78TH COURT PORTLAND | 82387 | JOINT RECRUITING PROGRAM | USACE | 6130 NE 78TH COURT | United States | Oregon | Washington | Portland | 97218 | 1.09 | 1.12
190719 | 704614 | NE 79TH CT PORTLAND | 82387 | JOINT RECRUITING PROGRAM | USACE | 7028 NE 79TH CT BLDG 1B | United States | Oregon | Washington | Portland | 97218 | 1.09 | 1.12
182757 | 710460 | 7545 NE AMBASSADOR PLACE PORTLAND | 66155 |  | USACE | 7545 NE AMBASSADOR PLACE | United States | Oregon | Washington | Portland | 97220 | 1.09 | 1.12
187954 | 810065 | 911 NE 11TH AVE PORTLAND | 82387 | JOINT RECRUITING PROGRAM | USACE | 911 NE 11th Avenue | United States | Oregon | Washington | Portland | 97232 | 1.09 | 1.12
182761 | 82387-10814 | 4000 SE 82ND AVE. PORTLAND | 82387 | JOINT RECRUITING PROGRAM | USACE | 4000 SE 82ND AVE. STE. 1100,1150,1200 | United States | Oregon | Washington | Portland | 97266 | 1.09 | 1.12
189493 | 821578 | 433 13TH PLACE LAFAYETTE | 70132 | INDEPENDENT DUTY HOUSING PROGRAM | USACE | 433 13th Place | United States | Oregon | Yamhill | Lafayette | 97127 | 1.11 | 1.14
6135 | 41B15 | MCMINNVILLE ARMORY | 410NG | OREGON NATIONAL GUARD | ARGUARD | 333 Armory Way | United States | Oregon | Yamhill | McMinnville | 97128 | 1.11 | 1.14
185744 | 800175 | 853 NORTH HIGHWAY 99W MCMINNVILLE | 82387 | JOINT RECRUITING PROGRAM | USACE | 853 North Highway 99W | United States | Oregon | Yamhill | McMinnville | 97128 | 1.11 | 1.14
9411 | 42745 | RRMC RAVEN ROCK SITE | WHS01 | WASHINGTON HEADQUARTERS | WHS | 450 Harbaugh Valley Road | United States | Pennsylvania | Adams | Fairfield | 17320 | 1.08 | 1.12
3714 | 42855 | ADAMS COUNTY MEM USARC | 42560 | 99TH RRC - PENNSYLVANIA | ARRES | 1200 Fairfield Road | United States | Pennsylvania | Adams | Gettysburg | 17325 | 1.08 | 1.12
5200 | 42B60 | GETTYSBURG | 420NG | PENNSYLVANIA NATIONAL GUARD | ARGUARD | 315 W Confederate AVE | United States | Pennsylvania | Adams | Gettysburg | 17325 | 1.08 | 1.12
187209 | 801086 | SPRINGS AVENUE GETTYSBURG | 82387 | JOINT RECRUITING PROGRAM | USACE | Springs Avenue | United States | Pennsylvania | Adams | Gettysburg | 17325 | 1.08 | 1.12
6562 | 42435 | NORTH HILLS USARC | 42560 | 99TH RRC - PENNSYLVANIA | ARRES | 9225 Peeples Road | United States | Pennsylvania | Allegheny | Allison Park | 15101 | 1.08 | 1.12
7668 | 42785 | USAR CLINTON TRNG SITE | 42560 | 99TH RRC - PENNSYLVANIA | ARRES | Cork Brocktown Road | United States | Pennsylvania | Allegheny | Clinton | 15026 | 1.08 | 1.12
2315 | JLSQ0001 | PITTSBURGH IAP (ANG) SITE # 1 | JLSQ | PITTSBURGH IAP (ANG) | AFGUARD | 300 Tanker Road | United States | Pennsylvania | Allegheny | Coraopolis | 15108 | 1.08 | 1.12
4546 | 42B15 | CORAOPOLIS | 420NG | PENNSYLVANIA NATIONAL GUARD | ARGUARD | 835 5th AVE | United States | Pennsylvania | Allegheny | Coraopolis | 15108 | 1.08 | 1.12
7491 | 42671 | T/SGT VERNON MCGARITY USARC | 42560 | 99TH RRC - PENNSYLVANIA | ARRES | 99 Soldiers Lane | United States | Pennsylvania | Allegheny | Coraopolis | 15108 | 1.08 | 1.12
7871 | 4202A | WESTPOINTE #3 USARC | 42560 | 99TH RRC - PENNSYLVANIA | ARRES | 1605 Coraopolis Heights Road | United States | Pennsylvania | Allegheny | Coraopolis | 15108 | 1.08 | 1.12
187771 | JLSQ0002 | MARQUEE PITTSBURGH IAP (ANG) SITE #2 | JLSQ | PITTSBURGH IAP (ANG) | AFGUARD |  | United States | Pennsylvania | Allegheny | Coraopolis | 15108 | 1.08 | 1.12
183523 | 710504 | NORTH PARKING LOT PITTSBURGH | 42560 | 99TH RRC - PENNSYLVANIA | ARRES | NORTH PARKING LOT USARC - U.S. RT 60 | United States | Pennsylvania | Allegheny | Greater Pittsburgh Arp | 15219 | 1.08 | 1.12
182262 | 82387-12299 | 100 MALL BLVD MONROEVILLE | 82387 | JOINT RECRUITING PROGRAM | USACE | 100 MALL BLVD MONROEVILLE MALL-SPACES 215A & 285 | United States | Pennsylvania | Allegheny | Monroeville | 15146 | 1.08 | 1.12
4352 | 42562 | CE KELLY SPT FAC ANNEX 62 | 42155 | CARLISLE BARRACKS | ARRES |  | United States | Pennsylvania | Allegheny | Oakdale | 15071 | 1.08 | 1.12
4387 | 42610 | CHARLES E KELLY SPT FACILITY | 42155 | CARLISLE BARRACKS | ARRES | TEMP | United States | Pennsylvania | Allegheny | Oakdale | 15071 | 1.08 | 1.12
621 | N32414-PI | NAVOPSPTCEN PITTSBURGH | N32414 | NAVSUPPACT MECHANICSBURG PA | NAVACT | 625 East Pittsburgh McKeesport Boulevard | United States | Pennsylvania | Allegheny | Pittsburgh | 15137 | 1.08 | 1.12
185284 | 800452 | 5476 CAMBELLS RUN ROAD PITTSBURGH | 82387 | JOINT RECRUITING PROGRAM | USACE | 5476 Cambells Run Road | United States | Pennsylvania | Allegheny | Pittsburgh | 15205 | 1.08 | 1.12
185897 | 42E06 | STR FRNT RECRTNG OFF-PITTSBURGH | 420NG | PENNSYLVANIA NATIONAL GUARD | ARGUARD |  | United States | Pennsylvania | Allegheny | Pittsburgh | 15205 | 1.08 | 1.12
185290 | 82387-12609 | PARK MANOR DR PITTSBURGH | 82387 | JOINT RECRUITING PROGRAM | USACE | 1560 PARK MANOR DRIVE ROBINSON TOWN CENTRE, SPACE #312 | United States | Pennsylvania | Allegheny | Pittsburgh | 15205 | 1.08 | 1.12
6814 | 42E00 | PITTSBURGH HUNT ARMORY | 420NG | PENNSYLVANIA NATIONAL GUARD | ARGUARD | 324 Emerson ST | United States | Pennsylvania | Allegheny | Pittsburgh | 15206 | 1.08 | 1.12
6909 | 42928 | PVT STERLING L MORELOCK USARC | 42560 | 99TH RRC - PENNSYLVANIA | ARRES | 7100 Leech Farm Road | United States | Pennsylvania | Allegheny | Pittsburgh | 15206 | 1.08 | 1.12
190750 | 822881 | 239 MCKEE PLACE PITTSBURGH | 82387 | JOINT RECRUITING PROGRAM | USACE | 239 McKee Place | United States | Pennsylvania | Allegheny | Pittsburgh | 15213 | 1.08 | 1.12
191147 | 823174 | 201 S. CRAIG STREET PITTSBURGH | 82387 | JOINT RECRUITING PROGRAM | USACE | 201 S. Craig Street | United States | Pennsylvania | Allegheny | Pittsburgh | 15213 | 1.08 | 1.12
191642 | 824215 | 3730 DAWSON STREET PITTSBURGH | 82387 | JOINT RECRUITING PROGRAM | USACE | 3730 Dawson Street | United States | Pennsylvania | Allegheny | Pittsburgh | 15213 | 1.08 | 1.12
6813 | 42E05 | PITTSBURGH CRANE ARMORY | 420NG | PENNSYLVANIA NATIONAL GUARD | ARGUARD | 826 Crane AVE | United States | Pennsylvania | Allegheny | Pittsburgh | 15216 | 1.08 | 1.12
185281 | 800094 | 707 GRANT STREET 34TH FLOOR PITTSBURGH | 82387 | JOINT RECRUITING PROGRAM | USACE | 707 Grant Street, 34th Floor | United States | Pennsylvania | Allegheny | Pittsburgh | 15219 | 1.08 | 1.12
185282 | 82387-11846 | FIFTH AVE PITTSBURGH 1 | 82387 | JOINT RECRUITING PROGRAM | USACE | 100 FIFTH AVENUE, STES 111 & 102 DIAMOND BUILDING | United States | Pennsylvania | Allegheny | Pittsburgh | 15222 | 1.08 | 1.12
185285 | 710434 | 1000 LIBERTY AVE PITTSBURGH | 66155 |  | USACE | 1000 LIBERTY AVE | United States | Pennsylvania | Allegheny | Pittsburgh | 15222 | 1.08 | 1.12
185287 | 82387-10026 | 1001 LIBERTY AVE PITTSBURGH | 82387 | JOINT RECRUITING PROGRAM | USACE | 1001 LIBERTY AVE LIBERTY CENTER | United States | Pennsylvania | Allegheny | Pittsburgh | 15222 | 1.08 | 1.12
6385 | 42500 | NEVILLE ISLAND MNT SUP FAC | 42155 | CARLISLE BARRACKS | ARRES | 3500 Grand Ave | United States | Pennsylvania | Allegheny | Pittsburgh | 15225 | 1.08 | 1.12
7861 | 42593 | WEST VIEW | 420NG | PENNSYLVANIA NATIONAL GUARD | ARGUARD | 120 Stroudwater ST | United States | Pennsylvania | Allegheny | Pittsburgh | 15229 | 1.08 | 1.12
170468 | 42620 | PITTSBURGH CSMS (NEW PROPOSED SITE) | 420NG | PENNSYLVANIA NATIONAL GUARD | ARGUARD |  | United States | Pennsylvania | Allegheny | Pittsburgh | 15231 | 1.08 | 1.12
185283 | 82387-10451 | 201 PITTSBURGH MCKEESPORT BLVD PITTSBURGH | 82387 | JOINT RECRUITING PROGRAM | USACE | 201 PITTSBURGH MCKEESPORT BLVD PITTSBURGH INTL AIRPORT | United States | Pennsylvania | Allegheny | Pittsburgh | 15231 | 1.08 | 1.12
185291 | 82387-11809 | ELLSWORTH AVE PITTSBURGH | 82387 | JOINT RECRUITING PROGRAM | USACE | 5837 ELLSWORTH AVENUE | United States | Pennsylvania | Allegheny | Pittsburgh | 15232 | 1.08 | 1.12
186146 | 82387-11468 | CASTE VILLAGE PITTSBURGH | 82387 | JOINT RECRUITING PROGRAM | USACE | 111 CASTE VILLAGE, STE M-111 CASTE VILL MALL-BAPTIST & GROVE RDS | United States | Pennsylvania | Allegheny | Pittsburgh | 15236 | 1.08 | 1.12
185286 | 82387-12252 | MCKNIGHT RD PITTSBURGH | 82387 | JOINT RECRUITING PROGRAM | USACE | 4700 MCKNIGHT ROAD WESTMONT PLAZA SPG CTR | United States | Pennsylvania | Allegheny | Pittsburgh | 15237 | 1.08 | 1.12
191707 | 824166 | 4850 MCKNIGHT ROAD PITTSBURGH | 82387 | JOINT RECRUITING PROGRAM | USACE | 4850 McKnight Road | United States | Pennsylvania | Allegheny | Pittsburgh | 15237 | 1.08 | 1.12
191478 | 823802 | 1720 WASHINGTON ROAD PITTSBURGH | 82387 | JOINT RECRUITING PROGRAM | USACE | 1720 Washington Road | United States | Pennsylvania | Allegheny | Pittsburgh | 15241 | 1.08 | 1.12
190956 | 823145 | 590 PITTSBURGH MILLS CIRCLE TARENTUM | 82387 | JOINT RECRUITING PROGRAM | USACE | 590 Pittsburgy Mills Circle | United States | Pennsylvania | Allegheny | Tarentum | 15084 | 1.08 | 1.12
2316 | JLSS0001 | PGH IAP ARS SITE # 1 | JLSS | PGH IAP ARS | AFRES | 1285 North Rocky Lane | United States | Pennsylvania | Allegheny | Unknown | 15108 | 1.08 | 1.12
6042 | 42926 | MALCOLM HAY USARC STORAGE FAC | 42560 | 99TH RRC - PENNSYLVANIA | ARRES |  | United States | Pennsylvania | Allegheny | Unknown | 15108 | 1.08 | 1.12
182400 | 82387-11511 | CLAIRTON RD WEST MIFFLIN | 82387 | JOINT RECRUITING PROGRAM | USACE | 3075 CLAIRTON RD CENTURY III MALL, #994 | United States | Pennsylvania | Allegheny | West Mifflin | 15123 | 1.08 | 1.12
185899 | 42F24 | STR FRNT RECRTNG OFF-WEST MIFFLIN | 420NG | PENNSYLVANIA NATIONAL GUARD | ARGUARD |  | United States | Pennsylvania | Allegheny | West Mifflin | 15123 | 1.08 | 1.12
4969 | 42B57 | FORD CITY READINESS CENTER | 420NG | PENNSYLVANIA NATIONAL GUARD | ARGUARD | 108 Valley View DR | United States | Pennsylvania | Armstrong | Ford City | 16226 | 1.08 | 1.12
5748 | 42433 | KITTANNING USARC | 42560 | 99TH RRC - PENNSYLVANIA | ARRES | RD 8, BOX 282A | United States | Pennsylvania | Armstrong | Kittanning | 16201 | 1.08 | 1.12
183381 | 82387-11624 | DUSS AVE AMBRIDGE | 82387 | JOINT RECRUITING PROGRAM | USACE | 2921 DUSS AVENUE | United States | Pennsylvania | Beaver | Ambridge | 15003 | 1.08 | 1.12
3968 | 42A22 | BEAVER FALLS | 420NG | PENNSYLVANIA NATIONAL GUARD | ARGUARD | 150 Janet ST | United States | Pennsylvania | Beaver | Beaver Falls | 15010 | 1.08 | 1.12
3969 | 4205A | BEAVER FALLS AFRC | 42560 | 99TH RRC - PENNSYLVANIA | ARRES | 150 Janet Street | United States | Pennsylvania | Beaver | Beaver Falls | 15010 | 1.08 | 1.12
185743 | 800090 | 94 WAGNER ROAD MONACA | 82387 | JOINT RECRUITING PROGRAM | USACE | 94 Wagner Road | United States | Pennsylvania | Beaver | Monaca | 15061 | 1.08 | 1.12
1599 | DZAQ0001 | CLINTON OUTDOOR TRAINING SITE SITE # 1 | JLSS | PGH IAP ARS | AFRES | 790 Bocktown-Cork Road | United States | Pennsylvania | Beaver | Unknown | 15026 | 1.08 | 1.12
191301 | 823692 | 112 NORTH RICHARD STREET BEDFORD | 82387 | JOINT RECRUITING PROGRAM | USACE | 112 North Richard Street | United States | Pennsylvania | Bedford | Bedford | 15522 | 1.08 | 1.12
4899 | 42B45 | EVERETT | 420NG | PENNSYLVANIA NATIONAL GUARD | ARGUARD | 135 Armory ST | United States | Pennsylvania | Bedford | Everett | 15537 | 1.08 | 1.12
5328 | 42B75 | HAMBURG | 420NG | PENNSYLVANIA NATIONAL GUARD | ARGUARD | 321 N 5th ST | United States | Pennsylvania | Berks | Hamburg | 19526 | 1.08 | 1.12
5768 | 42C50 | KUTZTOWN | 420NG | PENNSYLVANIA NATIONAL GUARD | ARGUARD | 390 N College BLVD | United States | Pennsylvania | Berks | Kutztown | 19530 | 1.08 | 1.12
184342 | 82387-12916 | SCHOOLSIDE PLZ LEESPORT | 82387 | JOINT RECRUITING PROGRAM | USACE | SCHOOLSIDE PLAZA, STE 201 RF - ROUTE 61 | United States | Pennsylvania | Berks | Leesport | 19533 | 1.08 | 1.12
184288 | 82387-12368 | N FIFTH ST READING | 82387 | JOINT RECRUITING PROGRAM | USACE | 3050 N. FIFTH ST. RF | United States | Pennsylvania | Berks | Reading | 19601 | 1.08 | 1.12
6950 | 42E30 | READING | 420NG | PENNSYLVANIA NATIONAL GUARD | ARGUARD | 2601 River RD | United States | Pennsylvania | Berks | Reading | 19605 | 1.08 | 1.12
185910 | 42956 | STR FRNT RECRTNG OFF-READING | 420NG | PENNSYLVANIA NATIONAL GUARD | ARGUARD | 2601 River Road | United States | Pennsylvania | Berks | Reading | 19605 | 1.08 | 1.12
6951 | 42941 | READING USARC / AMSA #116 | 42560 | 99TH RRC - PENNSYLVANIA | ARRES | 547 Philadelphia Avenue | United States | Pennsylvania | Berks | Reading | 19608 | 1.08 | 1.12
191113 | 823666 | 1024 ALEXANDER DRIVE TEMPLE | 70132 | INDEPENDENT DUTY HOUSING PROGRAM | USACE | 1024 Alexander Drive | United States | Pennsylvania | Berks | Reading | 19608 | 1.08 | 1.12
624 | N32414-RD | NAVOPSPTCEN READING PA | N32414 | NAVSUPPACT MECHANICSBURG PA | NAVACT | 615 Kenhorst Boulevard | United States | Pennsylvania | Berks | Reading | 19611 | 1.08 | 1.12
191722 | 824256 | 90 VIRGINIA AVENUE SINKING SPRING | 70132 | INDEPENDENT DUTY HOUSING PROGRAM | USACE | 90 Virginia Avenue | United States | Pennsylvania | Berks | Sinking Springs | 19608 | 1.08 | 1.12
191708 | 824155 | 4912 BRIARWOOD CIRCLE STONY CREEK MILLS | 70132 | INDEPENDENT DUTY HOUSING PROGRAM | USACE | 4912 Briarwood Circle | United States | Pennsylvania | Berks | Stony Creek Mills | 19606 | 1.08 | 1.12
191112 | 823758 | 1021 GREGORY LANE TEMPLE | 70132 | INDEPENDENT DUTY HOUSING PROGRAM | USACE | 1021 Gregory Lane | United States | Pennsylvania | Berks | Temple | 19560 | 1.08 | 1.12
188922 | 820924 | VILLAGE SQUARE SHOPPING CENTER | 82387 | JOINT RECRUITING PROGRAM | USACE | Village Square Shopping Center | United States | Pennsylvania | Berks | Wyomissing | 19610 | 1.08 | 1.12
191395 | 823825 | 1037 BERN ROAD WYOMISSING | 82387 | JOINT RECRUITING PROGRAM | USACE | 1037 Bern Road | United States | Pennsylvania | Berks | Wyomissing | 19610 | 1.08 | 1.12
5674 | 42A16 | JUNIATA GAP TS | 420NG | PENNSYLVANIA NATIONAL GUARD | ARGUARD | Good Shepard RD | United States | Pennsylvania | Blair | Altoona | 16601 | 1.08 | 1.12
188504 | 820475 | 2770 OLD ROUTE 220 | 82387 | JOINT RECRUITING PROGRAM | USACE | 2770 Old Route 220 | United States | Pennsylvania | Blair | Altoona | 16601 | 1.08 | 1.12
3768 | 42A15 | ALTOONA READINESS CENTER | 420NG | PENNSYLVANIA NATIONAL GUARD | ARGUARD | 327 Frankstown RD | United States | Pennsylvania | Blair | Altoona | 16602 | 1.08 | 1.12
4573 | 42795 | CPL H R HARR USARC | 42560 | 99TH RRC - PENNSYLVANIA | ARRES | 3001 Pleasant Valley Blvd | United States | Pennsylvania | Blair | Altoona | 16602 | 1.08 | 1.12
170828 | 42A17 | STR FRNT RECRTNG OFF-ALTOONA | 420NG | PENNSYLVANIA NATIONAL GUARD | ARGUARD |  | United States | Pennsylvania | Blair | Altoona | 16602 | 1.08 | 1.12
182704 | 800459 | LOGAN VALLEY MALL ALTOONA | 420NG | PENNSYLVANIA NATIONAL GUARD | ARGUARD | Logan Valley Mall | United States | Pennsylvania | Blair | Altoona | 16602 | 1.08 | 1.12
190815 | 823197 | 1539 GRANT AVENUE ALTOONA | 70132 | INDEPENDENT DUTY HOUSING PROGRAM | USACE | 1539 Grant Avenue | United States | Pennsylvania | Blair | Altoona | 16602 | 1.08 | 1.12
5465 | 42C07 | HOLLIDAYSBURG READINESS CENTER | 420NG | PENNSYLVANIA NATIONAL GUARD | ARGUARD | 525 Allegheny ST | United States | Pennsylvania | Blair | Duncansville | 16635 | 1.08 | 1.12
7654 | 42E90 | TYRONE | 420NG | PENNSYLVANIA NATIONAL GUARD | ARGUARD | 111 Old Decatur RD | United States | Pennsylvania | Blair | Tyrone | 16686 | 1.08 | 1.12
190732 | 42A48 | BRADFORD/WYOMING COUNTY READINESS CENTER | 420NG | PENNSYLVANIA NATIONAL GUARD | ARGUARD |  | United States | Pennsylvania | Bradford | Bradford | 16738 | 1.08 | 1.12
183453 | 82387-12680 | PROGRESS PLZ TOWANDA | 82387 | JOINT RECRUITING PROGRAM | USACE | 1 PROGRESS PLAZA RF SUITES 7,8,9 & 10 | United States | Pennsylvania | Bradford | Towanda | 18848 | 1.08 | 1.12
185488 | 800081 | 99 LANTERN DRIVE DOYLESTOWN | 82387 | JOINT RECRUITING PROGRAM | USACE | 99 Lantern Drive | United States | Pennsylvania | Bucks | Doylestown | 18901 | 1.08 | 1.12
190672 | 821392 | 508 N. OXFORD VALLEY ROAD LANGHORNE | 82387 | JOINT RECRUITING PROGRAM | USACE | 508 N. Oxford Valley Road | United States | Pennsylvania | Bucks | Langhorne | 19047 | 1.08 | 1.12
185332 | 82387-12513 | NEW FALLS RD LEVITTOWN | 82387 | JOINT RECRUITING PROGRAM | USACE | 7751 & 7753 NEW FALLS ROAD | United States | Pennsylvania | Bucks | Levittown | 19055 | 1.08 | 1.12
187243 | 800879 | W BROAD STREET QUAKERTOWN | 82387 | JOINT RECRUITING PROGRAM | USACE | W Broad Street | United States | Pennsylvania | Bucks | Quakertown | 18951 | 1.08 | 1.12
7217 | 42E65 | SELLERSVILLE | 420NG | PENNSYLVANIA NATIONAL GUARD | ARGUARD | 225 E Park AVE | United States | Pennsylvania | Bucks | Sellersville | 18960 | 1.08 | 1.12
229 | N69160 | WARMINSTER PA NAWC-AD CSO | N69160 | WARMINSTER PA NAWC-AD CSO | NAVACT | 860 Flamingo Alley | United States | Pennsylvania | Bucks | Warminster | 18974 | 1.08 | 1.12
869 | N00158-SW | SHENANDOAH WOODS | N00158 | NAS JRB WILLOW GROVE PA | NAVACT | 591 Skyhawk Drive | United States | Pennsylvania | Bucks | Warminster | 18974 | 1.08 | 1.12
1320 | N00158-JR | JACKSONVL.RD(MOQS) | N00158 | NAS JRB WILLOW GROVE PA | NAVACT | 1019 Jacksonville Road | United States | Pennsylvania | Bucks | Warminster | 19090 | 1.08 | 1.12
4192 | 42A55 | BUTLER | 420NG | PENNSYLVANIA NATIONAL GUARD | ARGUARD | 250 Kreiss RD | United States | Pennsylvania | Butler | Butler | 16001 | 1.08 | 1.12
4193 | 42820 | BUTLER USARC / BMA #110 (G) | 42560 | 99TH RRC - PENNSYLVANIA | ARRES | 360 Evans City Road | United States | Pennsylvania | Butler | Butler | 16001 | 1.08 | 1.12
183524 | 82387-11512 | CLEARVIEW CIR BUTLER | 82387 | JOINT RECRUITING PROGRAM | USACE | 101 CLEARVIEW CIRCLE CLEARVIEW MALL 505 & 501 | United States | Pennsylvania | Butler | Butler | 16001 | 1.08 | 1.12
187689 | 800862 | JARRETT AVENUE BUTLER | 70132 | INDEPENDENT DUTY HOUSING PROGRAM | USACE | Jarrett Avenue | United States | Pennsylvania | Butler | Butler | 16001 | 1.08 | 1.12
3556 | 42993 | BEAVER FALLS USARC | 42560 | 99TH RRC - PENNSYLVANIA | ARRES | 9060 Marshall Road, Cranberry | United States | Pennsylvania | Butler | Cranberry Township | 16066 | 1.08 | 1.12
129 | M68479-0028 | EBENSBURG PA | M68479 | HDQTRS 4TH MARDIV NEW ORLEANS | MCACT | 621 Industrial Park Road | United States | Pennsylvania | Cambria | Ebensburg | 15931 | 1.08 | 1.12
623 | N32414-EB | NAVOPSPTCEN EBENSBURG | N32414 | NAVSUPPACT MECHANICSBURG PA | NAVACT | 261 Industrial Park Road | United States | Pennsylvania | Cambria | Ebensburg | 15931 | 1.08 | 1.12
187211 | 82387-12514 | NEW GERMANY RD EBENSBURG | 82387 | JOINT RECRUITING PROGRAM | USACE | 3133 NEW GERMANY ROAD EBENSBURG MINI-MALL 36/37 | United States | Pennsylvania | Cambria | Ebensburg | 15931 | 1.08 | 1.12
5085 | 42850 | FRANKLIN USARC | 42560 | 99TH RRC - PENNSYLVANIA | ARRES | 1545 Airport Road | United States | Pennsylvania | Cambria | Franklin | 16323 | 1.08 | 1.12
5643 | 4288A | JOHNSTOWN AVIATION SUPPORT FAC | 42560 | 99TH RRC - PENNSYLVANIA | ARRES | 218 Aviation Drive | United States | Pennsylvania | Cambria | Johnstown | 15902 | 1.08 | 1.12
2126 | JCCA0001 | JOHNSTOWN CAMBRIA COUNTY AIRPORT SITE # 1 | JLSQ | PITTSBURGH IAP (ANG) | AFGUARD | 258 Airport Drive | United States | Pennsylvania | Cambria | Johnstown | 15904 | 1.08 | 1.12
5642 | 42C35 | JOHNSTOWN AIRPORT | 420NG | PENNSYLVANIA NATIONAL GUARD | ARGUARD | 554 Airport RD | United States | Pennsylvania | Cambria | Johnstown | 15904 | 1.08 | 1.12
5644 | 42C36 | JOHNSTOWN FMS#33 | 420NG | PENNSYLVANIA NATIONAL GUARD | ARGUARD | 570 Airport RD | United States | Pennsylvania | Cambria | Johnstown | 15904 | 1.08 | 1.12
5647 | 42C30 | JOHNSTOWN WALTERS | 420NG | PENNSYLVANIA NATIONAL GUARD | ARGUARD | 565 Walters AVE | United States | Pennsylvania | Cambria | Johnstown | 15904 | 1.08 | 1.12
183571 | 82387-11912 | GALLERIA DR JOHNSTOWN | 82387 | JOINT RECRUITING PROGRAM | USACE | 500 GALLERIA DRIVE THE GALLERIA, #141 | United States | Pennsylvania | Cambria | Johnstown | 15904 | 1.08 | 1.12
183572 | 710835 | 479 AIRPORT RD, CAMB JOHNSTOWN | 42560 | 99TH RRC - PENNSYLVANIA | ARRES | 479 AIRPORT RD, CAMB HUMIDITY CTRL STOR B | United States | Pennsylvania | Cambria | Johnstown | 15904 | 1.08 | 1.12
5645 | 42880 | JOHNSTOWN USARC #1 / BMA #104 | 42560 | 99TH RRC - PENNSYLVANIA | ARRES | 295 Goucher Street | United States | Pennsylvania | Cambria | Johnstown | 15905 | 1.08 | 1.12
5646 | 42881 | JOHNSTOWN USARC #2 | 42560 | 99TH RRC - PENNSYLVANIA | ARRES | 1300 Saint Clair Road | United States | Pennsylvania | Cambria | Johnstown | 15905 | 1.08 | 1.12
5859 | 42C80 | LEHIGHTON | 420NG | PENNSYLVANIA NATIONAL GUARD | ARGUARD | 1000 Bridge ST | United States | Pennsylvania | Carbon | Lehighton | 18235 | 1.08 | 1.12
3620 | 42992 | STATE COLLEGE/BELLEFONTE USARC | 42560 | 99TH RRC - PENNSYLVANIA | ARRES | 391 E College Avenue | United States | Pennsylvania | Centre | Bellefonte | 16823 | 1.08 | 1.12
3985 | 42A25 | BELLFONTE | 420NG | PENNSYLVANIA NATIONAL GUARD | ARGUARD | 132 N Allegheny ST | United States | Pennsylvania | Centre | Bellefonte | 16823 | 1.08 | 1.12
7247 | 42800 | SGT PAUL BECK AFRC | 42560 | 99TH RRC - PENNSYLVANIA | ARRES |  | United States | Pennsylvania | Centre | Bellefonte | 16823 | 1.08 | 1.12
160 | N91780 | ORD RESEARCH LAB UNIV PARK PA | N91780 | ORD RESEARCH LAB UNIV PARK PA | NAVACT | 168010000 | United States | Pennsylvania | Centre | State College | 16801 | 1.08 | 1.12
182952 | 82387-11664 | E CALDER WAY STATE COLLEGE | 82387 | JOINT RECRUITING PROGRAM | USACE | 204 EAST CALDER WAY RF | United States | Pennsylvania | Centre | State College | 16801 | 1.08 | 1.12
182953 | 82387-12766 | S ATHERTON STATE COLLEGE | 82387 | JOINT RECRUITING PROGRAM | USACE | 1631 SOUTH ATHERTON RF | United States | Pennsylvania | Centre | State College | 16801 | 1.08 | 1.12
182956 | 82387-12763 | S ALLEN ST STATE COLLEGE | 82387 | JOINT RECRUITING PROGRAM | USACE | 301 S ALLEN ST RF | United States | Pennsylvania | Centre | State College | 16801 | 1.08 | 1.12
189522 | 82387-11656 | E BEAVER AVE STATE COLLEGE | 82387 | JOINT RECRUITING PROGRAM | USACE | 103 E. BEAVER AVE. RF | United States | Pennsylvania | Centre | State College | 16801 | 1.08 | 1.12
190512 | 822653 | 2901 EAST COLLEGE AVENUE STATE COLLEGE | 82387 | JOINT RECRUITING PROGRAM | USACE | 2901 East College Avenue | United States | Pennsylvania | Centre | State College | 16801 | 1.08 | 1.12
191067 | 42E81 | STR FRNT RECRTNG OFF-STATE COLLEGE | 420NG | PENNSYLVANIA NATIONAL GUARD | ARGUARD |  | United States | Pennsylvania | Centre | State College | 16801 | 1.08 | 1.12
191156 | 822997 | 243 SOUTH ALLEN STREET STATE COLLEGE | 82387 | JOINT RECRUITING PROGRAM | USACE | 243 South Allen Street | United States | Pennsylvania | Centre | State College | 16801 | 1.08 | 1.12
191249 | 703998 | SOUTH FRASER STREET STATE COLLEGE | 82387 | JOINT RECRUITING PROGRAM | USACE | South Fraser Street | United States | Pennsylvania | Centre | State College | 16801 | 1.08 | 1.12
191869 | 824101 | 310 SOUTH ALLEN STREET STATE COLLEGE | 82387 | JOINT RECRUITING PROGRAM | USACE | 310 South Allen Street | United States | Pennsylvania | Centre | State College | 16801 | 1.08 | 1.12
7412 | 42E79 | STATE COLLEGE | 420NG | PENNSYLVANIA NATIONAL GUARD | ARGUARD | 8472 Bennett ST | United States | Pennsylvania | Centre | State College | 16803 | 1.08 | 1.12
187962 | WFGE0002 | STATE COLLEGE AGS SITE #2 | LKLW | FORT INDIANTOWN GAP AGS | AFGUARD |  | United States | Pennsylvania | Centre | State College | 16803 | 1.08 | 1.12
189045 | 821087 | 1856 N. OAK LANE STATE COLLEGE | 70132 | INDEPENDENT DUTY HOUSING PROGRAM | USACE | 1856 N. Oak Lane | United States | Pennsylvania | Centre | State College | 16803 | 1.08 | 1.12
185877 | 42791 | COATESVILLE READINESS CENTER | 420NG | PENNSYLVANIA NATIONAL GUARD | ARGUARD |  | United States | Pennsylvania | Chester | Coatesville | 19320 | 1.08 | 1.12
183522 | 82387-10089 | 110 WALLACE AVENUE DOWNINGTOWN | 82387 | JOINT RECRUITING PROGRAM | USACE | 110 WALLACE AVENUE | United States | Pennsylvania | Chester | Downingtown | 19335 | 1.08 | 1.12
6782 | 42D90 | PHOENIXVILLE | 420NG | PENNSYLVANIA NATIONAL GUARD | ARGUARD | 1159 Rapps Dam RD | United States | Pennsylvania | Chester | Phoenixville | 19460 | 1.08 | 1.12
7344 | 42E77 | SPRING CITY READINESS CENTER | 420NG | PENNSYLVANIA NATIONAL GUARD | ARGUARD | 600 W Sunset AVE | United States | Pennsylvania | Chester | Spring City | 19475 | 1.08 | 1.12
7849 | 42F20 | WEST CHESTER | 420NG | PENNSYLVANIA NATIONAL GUARD | ARGUARD | 437 Phillips 204 RD | United States | Pennsylvania | Chester | West Chester | 19380 | 1.08 | 1.12
183896 | 82387-11733 | E MARKET ST WEST CHESTER | 82387 | JOINT RECRUITING PROGRAM | USACE | 720 E MARKET STREET BARNARD BUILDING | United States | Pennsylvania | Chester | West Chester | 19382 | 1.08 | 1.12
190623 | 822293 | 22631 ROUTE 68 CLARION | 82387 | JOINT RECRUITING PROGRAM | USACE | 22631 Route 68 | United States | Pennsylvania | Clarion | Clarion | 16214 | 1.08 | 1.12
4451 | 42A90 | CLEARFIELD | 420NG | PENNSYLVANIA NATIONAL GUARD | ARGUARD | 652 Coal Hill RD | United States | Pennsylvania | Clearfield | Clearfield | 16830 | 1.08 | 1.12
6764 | 42835 | PFC M L BROWN USARC / BMA #106 | 42560 | 99TH RRC - PENNSYLVANIA | ARRES | State Route 322 East | United States | Pennsylvania | Clearfield | Clearfield | 16830 | 1.08 | 1.12
4066 | 42840 | BLOMMEN-RUSSELL USARC | 42560 | 99TH RRC - PENNSYLVANIA | ARRES | 400 Hillcrest Avenue | United States | Pennsylvania | Clearfield | Du Bois | 15801 | 1.08 | 1.12
5930 | 42D00 | LOCK HAVEN | 420NG | PENNSYLVANIA NATIONAL GUARD | ARGUARD | 66 Armory Rd | United States | Pennsylvania | Clinton | Lock Haven | 17745 | 1.08 | 1.12
5931 | 42888 | LOCK HAVEN USARC | 42560 | 99TH RRC - PENNSYLVANIA | ARRES | 120 Pine Mountain Road | United States | Pennsylvania | Clinton | Lock Haven | 17745 | 1.08 | 1.12
5932 | 42D05 | LOCK HAVEN WET SITE | 420NG | PENNSYLVANIA NATIONAL GUARD | ARGUARD | 15 W Main ST | United States | Pennsylvania | Clinton | Lock Haven | 17745 | 1.08 | 1.12
4013 | 42A30 | BERWICK | 420NG | PENNSYLVANIA NATIONAL GUARD | ARGUARD | 201 Pine ST | United States | Pennsylvania | Columbia | Berwick | 18603 | 1.08 | 1.12
4071 | 42807 | BLOOMSBURG USARC | 42560 | 99TH RRC - PENNSYLVANIA | ARRES | 1469 Old Berwick Road | United States | Pennsylvania | Columbia | Bloomsburg | 17815 | 1.08 | 1.12
184150 | 710986 | 589 EAST 7TH STREET BLOOMSBURG | 82387 | JOINT RECRUITING PROGRAM | USACE | 589 EAST 7TH STREET RF - UNIT 3 | United States | Pennsylvania | Columbia | Bloomsburg | 17815 | 1.08 | 1.12
169942 | 42692 | CAMBRIDGE SPRINGS | 420NG | PENNSYLVANIA NATIONAL GUARD | ARGUARD |  | United States | Pennsylvania | Crawford | Cambridge Springs | 16403 | 1.08 | 1.12
4815 | 42856 | ECS / AMSA #103 (G) | 42560 | 99TH RRC - PENNSYLVANIA | ARRES | 6467 Mikewood Blvd | United States | Pennsylvania | Crawford | Conneaut Lake | 16316 | 1.08 | 1.12
7670 | 42882 | USAR KEYSTONE ORD OUTDOOR TNG | 42560 | 99TH RRC - PENNSYLVANIA | ARRES | RD3, 6467 Mikewood Blvd | United States | Pennsylvania | Crawford | Conneaut Lake | 16316 | 1.08 | 1.12
4586 | 42890 | CRAWFORD COUNTY MEM USARC | 42560 | 99TH RRC - PENNSYLVANIA | ARRES | 1151 Morgan Street Extension | United States | Pennsylvania | Crawford | Meadville | 16335 | 1.08 | 1.12
183395 | 82387-10396 | 18471 SMOCK HWY (RTE 322) MEADVILLE | 82387 | JOINT RECRUITING PROGRAM | USACE | 18471 SMOCK HWY (RTE 322) BLOCKBUSTER PLZ-SUITE 102 | United States | Pennsylvania | Crawford | Meadville | 16335 | 1.08 | 1.12
190562 | 822391 | 738 CHESTNUT STREET MEADVILLE | 70132 | INDEPENDENT DUTY HOUSING PROGRAM | USACE | 738 Chestnut Street | United States | Pennsylvania | Crawford | Meadville | 16335 | 1.08 | 1.12
4324 | 42A75 | CARLISLE | 420NG | PENNSYLVANIA NATIONAL GUARD | ARGUARD | 504 Cavalry RD | United States | Pennsylvania | Cumberland | Carlisle | 17013 | 1.05 | 1.07
4326 | 42155 | CARLISLE BARRACKS | 42155 | CARLISLE BARRACKS | ARACT | N Hanover St and Pratt Ave | United States | Pennsylvania | Cumberland | Carlisle | 17013 | 1.05 | 1.07
190534 | 823011 | 40 NOBLE BLVD CARLISLE | 82387 | JOINT RECRUITING PROGRAM | USACE | 40 Noble Boulevard | United States | Pennsylvania | Cumberland | Carlisle | 17013 | 1.05 | 1.07
199 | N32414 | Naval Support Activity, Mechanicsburg PA | N32414 | NAVSUPPACT MECHANICSBURG PA | NAVACT | 5450 Carlisle Pike | United States | Pennsylvania | Cumberland | Mechanicsburg | 17055 | 1.05 | 1.07
185002 | 711077 | 4641 WESTPORT DRIVE MECHANICSBURG | 66155 |  | USACE | 4641 WESTPORT DRIVE | United States | Pennsylvania | Cumberland | Mechanicsburg | 17055 | 1.05 | 1.07
190381 | 822258 | 4940 RITTER ROAD MECHANICSBURG | 82387 | JOINT RECRUITING PROGRAM | USACE | 4940 Ritter Road | United States | Pennsylvania | Cumberland | Mechanicsburg | 17055 | 1.05 | 1.07
190587 | 822328 | 1150 LANCASTER BLVD MECHANICSBURG | 82387 | JOINT RECRUITING PROGRAM | USACE | 1150 Lancaster Boulevard | United States | Pennsylvania | Cumberland | Mechanicsburg | 17055 | 1.05 | 1.07
190676 | 822265 | 5210 SIMPSON FERRY RD. MECHANICSBURG | 82387 | JOINT RECRUITING PROGRAM | USACE | 5210 Simpson Ferry Road | United States | Pennsylvania | Cumberland | Mechanicsburg | 17055 | 1.05 | 1.07
4683 | 42400 | DEFENSE DISTRIB DEPOT SUSQ | 42400 | DEFENSE DISTRIBUTION DEPOT SUSQUEHANNA | ARACT | Intersection of Old Depot Rd and Normandy Dr | United States | Pennsylvania | Cumberland | New Cumberland | 17070 | 1.05 | 1.07
185446 | 82387-11588 | DDRE NEW CUMBERLAND | 82387 | JOINT RECRUITING PROGRAM | USACE | 5TH BLDG, DDRE RF | United States | Pennsylvania | Cumberland | New Cumberland | 17070 | 1.05 | 1.07
185447 | 18081-10449 | NEW CUMBERLAND DEPOT NEW CUMBERLND | 18081 | ARMY MISSION SUPPORT | USACE | NEW CUMBERLAND DEPOT | United States | Pennsylvania | Cumberland | New Cumberland | 17070 | 1.05 | 1.07
4821 | 42475 | EDGEMONT USARC / AMSA #31 (G) | 42560 | 99TH RRC - PENNSYLVANIA | ARRES | 2101 S Delchester Road | United States | Pennsylvania | Dauphin | Edgemont | 19028 | 1.05 | 1.07
187762 | LKLW0006 | FTIG AGS AREA #26 FLANK TOWER | LKLW | FORT INDIANTOWN GAP AGS | ARACT |  | United States | Pennsylvania | Dauphin | Fort Indiantown Gap | 17003 | 1.03 | 1.05
5361 | 42B90 | HARRISBURG | 420NG | PENNSYLVANIA NATIONAL GUARD | ARGUARD | 813 Market ST | United States | Pennsylvania | Dauphin | Harrisburg | 17105 | 1.03 | 1.05
190321 | 820892 | 22 COLONIAL ROAD HARRISBURG | 82387 | JOINT RECRUITING PROGRAM | USACE | 22 Colonial Road | United States | Pennsylvania | Dauphin | Harrisburg | 17109 | 1.03 | 1.05
5362 | 42865 | HARRISBURG AFRC | 42560 | 99TH RRC - PENNSYLVANIA | ARRES | 2997 North 2nd Street | United States | Pennsylvania | Dauphin | Harrisburg | 17110 | 1.03 | 1.05
191170 | 823650 | 3407 N. 4TH STREET HARRISBURG | 70132 | INDEPENDENT DUTY HOUSING PROGRAM | USACE | 3407 N. 4th Street | United States | Pennsylvania | Dauphin | Harrisburg | 17110 | 1.03 | 1.05
190533 | 822285 | 3863 UNION DEPOSIT ROAD HARRISBURG | 82387 | JOINT RECRUITING PROGRAM | USACE | 3863 Union Deposit Road | United States | Pennsylvania | Dauphin | Harrisburg | 17111 | 1.03 | 1.05
191355 | 823231 | 798 GREGS DRIVE HARRISBURG | 70132 | INDEPENDENT DUTY HOUSING PROGRAM | USACE | 798 Gregs Drive | United States | Pennsylvania | Dauphin | Harrisburg | 17111 | 1.03 | 1.05
5433 | 42C05 | HERSHEY | 420NG | PENNSYLVANIA NATIONAL GUARD | ARGUARD | 1720 E Caracas AVE | United States | Pennsylvania | Dauphin | Hershey | 17033 | 1.05 | 1.07
3115 | SHYQ0001 | HARRISBURG IAPANG SITE # 1 | SHYQ | HARRISBURG IAP ANG | AFGUARD | 81 Constellation Court | United States | Pennsylvania | Dauphin | Middletown | 17057 | 1.05 | 1.07
7921 | 42F45 | WILLIAMSTOWN | 420NG | PENNSYLVANIA NATIONAL GUARD | ARGUARD | 113 Alma DR | United States | Pennsylvania | Dauphin | Williamstown | 17098 | 1.05 | 1.07
5594 | 42830 | JAMES W REESE USARC | 42560 | 99TH RRC - PENNSYLVANIA | ARRES |  | United States | Pennsylvania | Delaware | Chester | 19013 | 1.13 | 1.19
131 | M68479-0030 | FOLSOM MCRC | M68479 | HDQTRS 4TH MARDIV NEW ORLEANS | MCACT | 585 Kedron Avenue | United States | Pennsylvania | Delaware | Folsom | 19033 | 1.13 | 1.19
183540 | 82387-12249 | MCDADE BLVD HOLMES | 82387 | JOINT RECRUITING PROGRAM | USACE | 2185 MCDADE BLV | United States | Pennsylvania | Delaware | Holmes | 19043 | 1.13 | 1.19
185297 | 800463 | WOODLYN SHOPPING CENTER WOODLYN | 420NG | PENNSYLVANIA NATIONAL GUARD | ARGUARD | Woodlyn Shopping Center | United States | Pennsylvania | Delaware | Woodlyn | 19094 | 1.13 | 1.19
7006 | 42E40 | RIDGEWAY RANGE, GRANT RD | 420NG | PENNSYLVANIA NATIONAL GUARD | ARGUARD | Grant RD | United States | Pennsylvania | Elk | Ridgway | 15853 | 1.08 | 1.12
7007 | 42E35 | RIDGWAY | 420NG | PENNSYLVANIA NATIONAL GUARD | ARGUARD | 72 N BRD ST | United States | Pennsylvania | Elk | Ridgway | 15853 | 1.08 | 1.12
4857 | 42950 | ELKS COUNTY MEM USARC | 42560 | 99TH RRC - PENNSYLVANIA | ARRES | 500 N Saint Marys Road | United States | Pennsylvania | Elk | St. Marys | 15857 | 1.08 | 1.12
620 | N32414-ER | NAVOPSPTCEN ERIE PA | N32414 | NAVSUPPACT MECHANICSBURG PA | NAVACT | 3938 Old French Road | United States | Pennsylvania | Erie | Erie | 16504 | 1.08 | 1.12
191175 | 823716 | 3844 MONTROSE AVENUE ERIE | 70132 | INDEPENDENT DUTY HOUSING PROGRAM | USACE | 3844 Montrose Avenue | United States | Pennsylvania | Erie | Erie | 16505 | 1.08 | 1.12
191502 | 824042 | 4052 SOUTH SHORE DRIVE ERIE | 70132 | INDEPENDENT DUTY HOUSING PROGRAM | USACE | 4052 South Shore Drive | United States | Pennsylvania | Erie | Erie | 16505 | 1.08 | 1.12
190554 | 820965 | 6131 GLEN EAGLES ERIE | 70132 | INDEPENDENT DUTY HOUSING PROGRAM | USACE | 6131 Glen Eagles Drive | United States | Pennsylvania | Erie | Erie | 16509 | 1.08 | 1.12
4878 | 4200B | ERIE USARC | 42560 | 99TH RRC - PENNSYLVANIA | ARRES |  | United States | Pennsylvania | Erie | Erie | 16509 | 1.08 | 1.12
187333 | 82387-12627 | PEACH ST ERIE | 82387 | JOINT RECRUITING PROGRAM | USACE | 7200 PEACH STREET SUMMIT TOWN CENTER #130 | United States | Pennsylvania | Erie | Erie | 16509 | 1.08 | 1.12
191812 | 42B37 | ERIE (MILLCREEK SQ) STOREFRONT RECRUITING OFFICE | 420NG | PENNSYLVANIA NATIONAL GUARD | ARGUARD |  | United States | Pennsylvania | Erie | Erie | 16565 | 1.08 | 1.12
3577 | 42991 | ERIE LAND DISPOSAL | 42560 | 99TH RRC - PENNSYLVANIA | ARRES | 271 Sterrettan Road | United States | Pennsylvania | Erie | Fairview | 16415 | 1.08 | 1.12
169849 | 42362 | ERIE COUNTY USARC | 42560 | 99TH RRC - PENNSYLVANIA | ARRES | 7001 Klier Drive | United States | Pennsylvania | Erie | Fairview | 16415 | 1.08 | 1.12
182852 | 82387-13090 | TRI-COUNTY PLZ BELLE VERNON | 82387 | JOINT RECRUITING PROGRAM | USACE | 834 TRI-COUNTY PLAZA UNIT #205 | United States | Pennsylvania | Fayette | Belle Vernon | 15012 | 1.08 | 1.12
4535 | 42B10 | CONNELLSVILLE, VANDERBILT ROAD | 420NG | PENNSYLVANIA NATIONAL GUARD | ARGUARD | 750 Vanderbilt RD | United States | Pennsylvania | Fayette | Connellsville | 15425 | 1.08 | 1.12
4537 | 42B07 | CONNELSVILLE, PETERSBURG RD | 420NG | PENNSYLVANIA NATIONAL GUARD | ARGUARD | 701 Petersburg RD | United States | Pennsylvania | Fayette | Connellsville | 15425 | 1.08 | 1.12
4164 | 42817 | BROWNSVILLE USARC | 42560 | 99TH RRC - PENNSYLVANIA | ARRES | 1300 6th Street | United States | Pennsylvania | Fayette | Hiller | 15444 | 1.08 | 1.12
191468 | 42126 | SMITHFIELD PA USARC | 42560 | 99TH RRC - PENNSYLVANIA | ARRES |  | United States | Pennsylvania | Fayette | Smithfield | 15478 | 1.08 | 1.12
7660 | 42960 | UNIONTOWN USARC / BMA #104-2 | 42560 | 99TH RRC - PENNSYLVANIA | ARRES | 254 Mc Clellandtown Road | United States | Pennsylvania | Fayette | Uniontown | 15401 | 1.08 | 1.12
4374 | 42A80 | CHAMBERSBURG | 420NG | PENNSYLVANIA NATIONAL GUARD | ARGUARD | 1010 Lincoln Way W | United States | Pennsylvania | Franklin | Chambersburg | 17201 | 1.06 | 1.08
5070 | 42825 | FRANK M PARKER USARC | 42560 | 99TH RRC - PENNSYLVANIA | ARRES | 721 South 6th Street | United States | Pennsylvania | Franklin | Chambersburg | 17201 | 1.06 | 1.08
5874 | 42345 | LETTERKENNY ARMY DEPOT | 42345 | LETTERKENNY ARMY DEPOT | ARACT | 1 Overcash Avenue | United States | Pennsylvania | Franklin | Chambersburg | 17201 | 1.06 | 1.08
5875 | 4202C | LETTERKENNY OMS/AMSA #113 (G) | 42560 | 99TH RRC - PENNSYLVANIA | ARRES |  | United States | Pennsylvania | Franklin | Chambersburg | 17201 | 1.06 | 1.08
5876 | 4200C | LETTERKENNY USARC #1 | 42560 | 99TH RRC - PENNSYLVANIA | ARRES |  | United States | Pennsylvania | Franklin | Chambersburg | 17201 | 1.06 | 1.08
184389 | 82387-11200 | 822 ROUTE 997 CHAMBERSBURG | 82387 | JOINT RECRUITING PROGRAM | USACE | 822 Route 997 | United States | Pennsylvania | Franklin | Chambersburg | 17201 | 1.06 | 1.08
188903 | 820872 | BUILDING 651 LEAD | 42345 | LETTERKENNY ARMY DEPOT | ARACT |  | United States | Pennsylvania | Franklin | Chambersburg | 17201 | 1.06 | 1.08
189373 | 821490 | 314 CHANNING DRIVE CHAMBERSBURG | 70132 | INDEPENDENT DUTY HOUSING PROGRAM | USACE | 314 Channing Drive | United States | Pennsylvania | Franklin | Chambersburg | 17201 | 1.06 | 1.08
184390 | 710984 | BUILDINGS 47, 47-1, CHAMBERSBURG | 18081 | ARMY MISSION SUPPORT | USACE | BUILDINGS 47, 47-1, CUMBERLAND VALLEY | United States | Pennsylvania | Franklin | Chambersburg | 17201 | 1.06 | 1.08
187977 | 42E76 | SOUTH MOUNTAIN READINESS CENTER | 420NG | PENNSYLVANIA NATIONAL GUARD | ARGUARD |  | United States | Pennsylvania | Franklin | Fayetteville | 17222 | 1.06 | 1.08
5270 | 42735 | GREENCASTLE USARC / AMSA #113 | 42560 | 99TH RRC - PENNSYLVANIA | ARRES | 389 Pensinger Road | United States | Pennsylvania | Franklin | Greencastle | 17225 | 1.06 | 1.08
7828 | 42F05 | WAYNESBORO | 420NG | PENNSYLVANIA NATIONAL GUARD | ARGUARD | 61 N Washington ST | United States | Pennsylvania | Franklin | Waynesboro | 17268 | 1.06 | 1.08
187994 | 42F11 | WAYNESBURG READINESS CENTER | 420NG | PENNSYLVANIA NATIONAL GUARD | ARGUARD |  | United States | Pennsylvania | Fulton | Waynesburg | 15370 | 1.06 | 1.08
5504 | 42C20 | HUNTINGDON | 420NG | PENNSYLVANIA NATIONAL GUARD | ARGUARD | 236 Standing Stone AVE | United States | Pennsylvania | Huntingdon | Huntingdon | 16652 | 1.08 | 1.12
5506 | 42872 | HUNTINGDON LAND | 42560 | 99TH RRC - PENNSYLVANIA | ARRES |  | United States | Pennsylvania | Huntingdon | Huntingdon | 16652 | 1.08 | 1.12
170382 | 42011 | HUNTINGDON READINESS CENTER | 420NG | PENNSYLVANIA NATIONAL GUARD | ARGUARD |  | United States | Pennsylvania | Huntingdon | Huntingdon | 16652 | 1.08 | 1.12
5534 | 42C25 | INDIANA | 420NG | PENNSYLVANIA NATIONAL GUARD | ARGUARD | 280 Stormer RD | United States | Pennsylvania | Indiana | Indiana | 15701 | 1.08 | 1.12
5536 | 42875 | INDIANA COUNTY MEM USARC | 42560 | 99TH RRC - PENNSYLVANIA | ARRES | 443 Route 119 North | United States | Pennsylvania | Indiana | Indiana | 15701 | 1.08 | 1.12
5537 | 42C27 | INDIANA RANGE | 420NG | PENNSYLVANIA NATIONAL GUARD | ARGUARD |  | United States | Pennsylvania | Indiana | Indiana | 15701 | 1.08 | 1.12
187210 | 82387-13339 | WARREN RD INDIANA | 82387 | JOINT RECRUITING PROGRAM | USACE | 2340 WARREN ROAD | United States | Pennsylvania | Indiana | Indiana | 15701 | 1.08 | 1.12
185530 | 82387-13270 | 1368 MALL RUN RD UNIONTOWN | 82387 | JOINT RECRUITING PROGRAM | USACE | 1368 W. MAIN STREET UNIONTOWN MALL #424 | United States | Pennsylvania | Indiana | Uniontown | 15401 | 1.08 | 1.12
4159 | 42815 | BROOKVILLE MEM USARC | 42560 | 99TH RRC - PENNSYLVANIA | ARRES | 20 Spruce Street | United States | Pennsylvania | Jefferson | Brookville | 15825 | 1.08 | 1.12
6032 | 42935 | MAJ CHARLES D STOOPS USARC | 42560 | 99TH RRC - PENNSYLVANIA | ARRES | 215 Center Street | United States | Pennsylvania | Jefferson | Punxsutawney | 15767 | 1.08 | 1.12
6900 | 42E25 | PUNXSUTAWNEY | 420NG | PENNSYLVANIA NATIONAL GUARD | ARGUARD | 461 N Findley ST | United States | Pennsylvania | Jefferson | Punxsutawney | 15767 | 1.08 | 1.12
4318 | 42A70 | CARBONDALE FMS 25, 7TH AVENUE | 420NG | PENNSYLVANIA NATIONAL GUARD | ARGUARD | 7th AVE | United States | Pennsylvania | Lackawanna | Carbondale | 18407 | 1.08 | 1.12
4319 | 42A65 | CARBONDALE, CLIDCO DRIVE | 420NG | PENNSYLVANIA NATIONAL GUARD | ARGUARD | Clidco DR | United States | Pennsylvania | Lackawanna | Carbondale | 18407 | 1.08 | 1.12
9493 | 42E60 | SCRANTON LEACH RANGE | 420NG | PENNSYLVANIA NATIONAL GUARD | ARGUARD | 117 S State ST | United States | Pennsylvania | Lackawanna | Clarks Summit | 73542 | 1.08 | 1.12
7204 | 42E50 | SCRANTON READINESS CENTER | 420NG | PENNSYLVANIA NATIONAL GUARD | ARGUARD | 900 Adams AVE | United States | Pennsylvania | Lackawanna | Scranton | 18501 | 1.08 | 1.12
182399 | 42560-10002 | 340 N. WASHINGTON AV SCRANTON | 42560 | 99TH RRC - PENNSYLVANIA | ARRES | 340 N. WASHINGTON AV | United States | Pennsylvania | Lackawanna | Scranton | 18503 | 1.08 | 1.12
185593 | 82387-13417 | WYOMING AVE SCRANTON | 82387 | JOINT RECRUITING PROGRAM | USACE | 431 WYOMING AVE RF - FIRST FLOOR | United States | Pennsylvania | Lackawanna | Scranton | 18503 | 1.08 | 1.12
189626 | 821667 | 456 S. KEYSER AVENUE SCRANTON | 70132 | INDEPENDENT DUTY HOUSING PROGRAM | USACE | 456 S. Keyser Avenue | United States | Pennsylvania | Lackawanna | Scranton | 18504 | 1.08 | 1.12
7203 | 42755 | SCRANTON AAP | 42755 | SCRANTON ARMY AMMUNITION PLANT | ARACT | 156 Cedar Ave | United States | Pennsylvania | Lackawanna | Scranton | 18505 | 1.08 | 1.12
187531 | 82387-13289 | W OLIVE ST SCRANTON | 82387 | JOINT RECRUITING PROGRAM | USACE | 3 WEST OLIVE STREET RF - SPACE 9 & 10 | United States | Pennsylvania | Lackawanna | Scranton | 18508 | 1.08 | 1.12
187976 | 42001 | SCRANTON AFRC | 42560 | 99TH RRC - PENNSYLVANIA | ARRES |  | United States | Pennsylvania | Lackawanna | Scranton | 18509 | 1.08 | 1.12
7233 | 42945 | SGM S P SERRENTI MEM USARC | 42560 | 99TH RRC - PENNSYLVANIA | ARRES | 1801 Pine Street | United States | Pennsylvania | Lackawanna | Scranton | 18510 | 1.08 | 1.12
185911 | 42324 | STR FRNT RECRTNG OFF-SCRANTON | 420NG | PENNSYLVANIA NATIONAL GUARD | ARGUARD |  | United States | Pennsylvania | Lackawanna | Scranton | 18510 | 1.08 | 1.12
7205 | 42E62 | SCRANTON/TAYLOR NE REG MNT CTR | 420NG | PENNSYLVANIA NATIONAL GUARD | ARGUARD | 8 Stauffer Industrial Park | United States | Pennsylvania | Lackawanna | Taylor | 18517 | 1.08 | 1.12
170688 | 42521 | ELIZABETHTOWN READINESS CENTER | 420NG | PENNSYLVANIA NATIONAL GUARD | ARGUARD |  | United States | Pennsylvania | Lancaster | Elizabethtown | 17022 | 1.08 | 1.12
184419 | 82387-12840 | S MARKET ST ELIZABETHTOWN | 82387 | JOINT RECRUITING PROGRAM | USACE | 36 S MARKET ST RF | United States | Pennsylvania | Lancaster | Elizabethtown | 17022 | 1.08 | 1.12
188297 | 820099 | 30 E. MAIN STREET EPHRATA | 82387 | JOINT RECRUITING PROGRAM | USACE | 30 E. Main Street | United States | Pennsylvania | Lancaster | Ephrata | 17522 | 1.08 | 1.12
191897 | 823991 | 848 E. MAIN STREET EPHRATA | 82387 | JOINT RECRUITING PROGRAM | USACE | 848 E Main Street | United States | Pennsylvania | Lancaster | Ephrata | 17522 | 1.08 | 1.12
191813 | 42C61 | LANCASTER STORE FRONT RECRUITING OFFICE | 420NG | PENNSYLVANIA NATIONAL GUARD | ARGUARD |  | United States | Pennsylvania | Lancaster | Lancaster | 17601 | 1.08 | 1.12
5799 | 42885 | LANCASTER USARC | 42560 | 99TH RRC - PENNSYLVANIA | ARRES | 1135 Ranck Mill Road | United States | Pennsylvania | Lancaster | Lancaster | 17602 | 1.08 | 1.12
5798 | 42C60 | LANCASTER READINESS CENTER | 420NG | PENNSYLVANIA NATIONAL GUARD | ARGUARD | 438 N Queen ST | United States | Pennsylvania | Lancaster | Lancaster | 17603 | 1.08 | 1.12
183574 | 82387-12657 | PLAZA BLVD LANCASTER | 82387 | JOINT RECRUITING PROGRAM | USACE | 896 PLAZA BLVD RF - PARKVIEW PLAZA | United States | Pennsylvania | Lancaster | Lancaster | 17603 | 1.08 | 1.12
5838 | 42895 | LAWRENCE CO VET MEM USARC | 42560 | 99TH RRC - PENNSYLVANIA | ARRES | 410 Miller Avenue | United States | Pennsylvania | Lawrence | New Castle | 16101 | 1.08 | 1.12
6393 | 42D45 | NEW CASTLE | 420NG | PENNSYLVANIA NATIONAL GUARD | ARGUARD | 820 Frank AVE | United States | Pennsylvania | Lawrence | New Castle | 16101 | 1.08 | 1.12
6395 | 4259C | NEW CASTLE AMSA # 110 (G) | 42560 | 99TH RRC - PENNSYLVANIA | ARRES | 2313 West State Street | United States | Pennsylvania | Lawrence | New Castle | 16101 | 1.08 | 1.12
182901 | 82387-13310 | W STATE ST NEW CASTLE | 82387 | JOINT RECRUITING PROGRAM | USACE | 1905 W. STATE STREET | United States | Pennsylvania | Lawrence | New Castle | 16101 | 1.08 | 1.12
189059 | 821224 | 2313 W. STATE STREET NEW CASTLE | 42560 | 99TH RRC - PENNSYLVANIA | ARRES | 2313 West State Street | United States | Pennsylvania | Lawrence | New Castle | 16103 | 1.08 | 1.12
191325 | 823805 | 26 NESBIT ROAD NEW CASTLE | 82387 | JOINT RECRUITING PROGRAM | USACE | 30 E. Main Street | United States | Pennsylvania | Lawrence | New Castle | 16105 | 1.08 | 1.12
2371 | LKLW0001 | FORT INDIANTOWN GAP AGS SITE # 1 | LKLW | FORT INDIANTOWN GAP AGS | AFGUARD | 142 East Gettysburg Street | United States | Pennsylvania | Lebanon | Annville | 17003 | 1.05 | 1.07
3578 | 42Z05 | FIG AREA 16 | 42307 | FORT INDIANTOWN GAP TRAINING SITE | ARGUARD |  | United States | Pennsylvania | Lebanon | Annville | 17003 | 1.05 | 1.07
3579 | 42Z06 | FIG AREA 17 | 42307 | FORT INDIANTOWN GAP TRAINING SITE | ARGUARD | 52 N Lancaster ST | United States | Pennsylvania | Lebanon | Annville | 17003 | 1.05 | 1.07
3581 | 42Z00 | FORT INDIANTOWN GAP AREA 0 | 42307 | FORT INDIANTOWN GAP TRAINING SITE | ARGUARD |  | United States | Pennsylvania | Lebanon | Annville | 17003 | 1.05 | 1.07
3621 | 42Z04 | STATE QUARTERS | 42307 | FORT INDIANTOWN GAP TRAINING SITE | ARGUARD |  | United States | Pennsylvania | Lebanon | Annville | 17003 | 1.05 | 1.07
5015 | 42307 | FORT INDIANTOWN GAP | 42307 | FORT INDIANTOWN GAP TRAINING SITE | ARGUARD | 1 Fort Indiantown Gap | United States | Pennsylvania | Lebanon | Annville | 17003 | 1.05 | 1.07
5016 | 42873 | FORT INDIANTOWN GAP | 42560 | 99TH RRC - PENNSYLVANIA | ARRES |  | United States | Pennsylvania | Lebanon | Annville | 17003 | 1.05 | 1.07
187758 | LKLW0002 | FORT INDIANTOWN GAP AGS AREA #2 | LKLW | FORT INDIANTOWN GAP AGS | AFGUARD |  | United States | Pennsylvania | Lebanon | Annville | 17003 | 1.05 | 1.07
187759 | LKLW0003 | FORT INDIANTOWN GAP AGS AREA #15 | LKLW | FORT INDIANTOWN GAP AGS | AFGUARD |  | United States | Pennsylvania | Lebanon | Annville | 17003 | 1.05 | 1.07
187760 | LKLW0004 | FORT INDIANTOWN GAP AGS AREA #26 | LKLW | FORT INDIANTOWN GAP AGS | AFGUARD |  | United States | Pennsylvania | Lebanon | Annville | 17003 | 1.05 | 1.07
187761 | LKLW0005 | FTIG AGS AREA #26 CONTROL TOWER | LKLW | FORT INDIANTOWN GAP AGS | AFGUARD |  | United States | Pennsylvania | Lebanon | Annville | 17003 | 1.05 | 1.07
5848 | 42C75 | LEBANON | 420NG | PENNSYLVANIA NATIONAL GUARD | ARGUARD | 1000 E Cumberland | United States | Pennsylvania | Lebanon | Lebanon | 17042 | 1.05 | 1.07
182902 | 82387-10535 | 22ND ST. LEBANON | 82387 | JOINT RECRUITING PROGRAM | USACE | 22ND ST. RF - LEBANON VALLEY MALL | United States | Pennsylvania | Lebanon | Lebanon | 17042 | 1.05 | 1.07
190673 | 822566 | 51 N VILLAGE CIRCLE PALMYRA | 70132 | INDEPENDENT DUTY HOUSING PROGRAM | USACE | 30 E. Main Street | United States | Pennsylvania | Lebanon | Palmyra | 17078 | 1.08 | 1.12
183504 | 82387-11968 | HAMILTON ST ALLENTOWN | 82387 | JOINT RECRUITING PROGRAM | USACE | 217 HAMILTON ST RF SUITE 18, AM PLAZ | United States | Pennsylvania | Lehigh | Allentown | 18101 | 1.08 | 1.12
3761 | 42A05 | ALLENTOWN READINESS CENTER | 420NG | PENNSYLVANIA NATIONAL GUARD | ARGUARD | 1501 W Allen ST | United States | Pennsylvania | Lehigh | Allentown | 18102 | 1.08 | 1.12
183503 | 82387-11418 | BROADWAY ALLENTOWN | 82387 | JOINT RECRUITING PROGRAM | USACE | 4678 BROADWAY RF - TILGHMAN SQUARE SC | United States | Pennsylvania | Lehigh | Allentown | 18102 | 1.08 | 1.12
189030 | 821086 | 1427 JADDEN CT. BETHLEHEM | 70132 | INDEPENDENT DUTY HOUSING PROGRAM | USACE | 1427 Jadden Court | United States | Pennsylvania | Lehigh | Bethlehem | 18015 | 1.08 | 1.12
7931 | 42805 | WILSON-KRAMER USARC | 42560 | 99TH RRC - PENNSYLVANIA | ARRES | 2940 Airport Road | United States | Pennsylvania | Lehigh | Bethlehem | 18017 | 1.08 | 1.12
4016 | 42A35 | BETHLEHEM | 420NG | PENNSYLVANIA NATIONAL GUARD | ARGUARD | 301 Prospect AVE | United States | Pennsylvania | Lehigh | Bethlehem | 18018 | 1.08 | 1.12
191357 | 823853 | 8705 MAYFAIR COURT BREINIGSVILLE | 70132 | INDEPENDENT DUTY HOUSING PROGRAM | USACE | 1427 Jadden Court | United States | Pennsylvania | Lehigh | Bethlehem | 18031 | 1.08 | 1.12
1322 | N32414-LE | NOSC MC LEHIGH VALLEY | N32414 | NAVSUPPACT MECHANICSBURG PA | NAVACT | 1400 Postal Road | United States | Pennsylvania | Lehigh | Bethlehem | 18103 | 1.08 | 1.12
191023 | 823477 | 3435 JUNIPER ROAD CENTER VALLEY | 70132 | INDEPENDENT DUTY HOUSING PROGRAM | USACE | 3435 Juniper Road | United States | Pennsylvania | Lehigh | Center Valley | 18034 | 1.08 | 1.12
185900 | 42197 | STR FRNT RECRTNG OFF-WHITEHALL | 420NG | PENNSYLVANIA NATIONAL GUARD | ARGUARD |  | United States | Pennsylvania | Lehigh | Whitehall | 18052 | 1.08 | 1.12
619 | N32414-AV | NAVOPSPTCEN AVOCA PA | N32414 | NAVSUPPACT MECHANICSBURG PA | NAVACT | 1200 Navy Way Road | United States | Pennsylvania | Luzerne | Avoca | 18641 | 1.08 | 1.12
191137 | 823622 | 165 DEBBIE DRIVE DRUMS | 70132 | INDEPENDENT DUTY HOUSING PROGRAM | USACE | 165 Debbie Drive | United States | Pennsylvania | Luzerne | Drums | 18222 | 1.08 | 1.12
5398 | 42C00 | HAZELTON | 420NG | PENNSYLVANIA NATIONAL GUARD | ARGUARD | 515 E Samuels AVE | United States | Pennsylvania | Luzerne | Hazleton | 18201 | 1.08 | 1.12
7239 | 42870 | SGT GEORGE LENKALIS USARC | 42560 | 99TH RRC - PENNSYLVANIA | ARRES | 250 Washington Avenue | United States | Pennsylvania | Luzerne | Hazleton | 18201 | 1.08 | 1.12
187945 | 810015 | 8 W. BROAD STREET HAZLETON | 82387 | JOINT RECRUITING PROGRAM | USACE | 8 W. Broad Street | United States | Pennsylvania | Luzerne | Hazleton | 18201 | 1.08 | 1.12
7902 | 42F35 | WILKES-BARRE READINESS CENTER | 420NG | PENNSYLVANIA NATIONAL GUARD | ARGUARD | 816 6th AVE | United States | Pennsylvania | Luzerne | Kingston | 18704 | 1.08 | 1.12
187139 | 800871 | PARK PLACE KINGSTON | 70132 | INDEPENDENT DUTY HOUSING PROGRAM | USACE | Park Place | United States | Pennsylvania | Luzerne | Kingston | 18704 | 1.08 | 1.12
6352 | 42D35 | NANTICOKE | 420NG | PENNSYLVANIA NATIONAL GUARD | ARGUARD | 490 E Main ST | United States | Pennsylvania | Luzerne | Nanticoke | 18634 | 1.08 | 1.12
191340 | 823568 | 400 ROUTE 315 PITTSTON | 82387 | JOINT RECRUITING PROGRAM | USACE | 400 Route 315 | United States | Pennsylvania | Luzerne | Pittston | 18640 | 1.08 | 1.12
7855 | 42F25 | WEST PITTSTON | 420NG | PENNSYLVANIA NATIONAL GUARD | ARGUARD | 1315 Webster AVE | United States | Pennsylvania | Luzerne | Pittston | 18643 | 1.08 | 1.12
6826 | 42E10 | PLYMOUTH | 420NG | PENNSYLVANIA NATIONAL GUARD | ARGUARD | 747 W Main ST | United States | Pennsylvania | Luzerne | Plymouth | 18651 | 1.08 | 1.12
189116 | 821093 | 55 GRANDVILLE DRIVE SWOYERSVILLE | 70132 | INDEPENDENT DUTY HOUSING PROGRAM | USACE | 55 Grandville Drive | United States | Pennsylvania | Luzerne | Swoyersville | 18704 | 1.08 | 1.12
185295 | 82387-11734 | E MARKET ST WILKES BARRE | 82387 | JOINT RECRUITING PROGRAM | USACE | 77 EAST MARKET ST RF-AMEDD | United States | Pennsylvania | Luzerne | Wilkes Barre | 18701 | 1.08 | 1.12
3786 | 4296F | AMSA #120 (G) | 42560 | 99TH RRC - PENNSYLVANIA | ARRES | 141 Second Street | United States | Pennsylvania | Luzerne | Wilkes Barre | 18702 | 1.08 | 1.12
7903 | 42970 | WILKES-BARRIE USARC | 42560 | 99TH RRC - PENNSYLVANIA | ARRES |  | United States | Pennsylvania | Luzerne | Wilkes Barre | 18702 | 1.08 | 1.12
185296 | 82387-13418 | WYOMING VLY MALL WILKES BARRE | 82387 | JOINT RECRUITING PROGRAM | USACE | 910 WYOMING VALLEY MALL RF - STRIP CTR 910 | United States | Pennsylvania | Luzerne | Wilkes Barre | 18702 | 1.08 | 1.12
185862 | 82387-12486 | N WILKES BARRE WILKES BARRE | 82387 | JOINT RECRUITING PROGRAM | USACE | 100 N. WILKES BARRE RF - 2ND FLR. | United States | Pennsylvania | Luzerne | Wilkes Barre | 18702 | 1.08 | 1.12
170830 | 42909 | STR FRNT RECRTNG OFF-WILKES-BARRE | 420NG | PENNSYLVANIA NATIONAL GUARD | ARGUARD | 280 Market Street | United States | Pennsylvania | Luzerne | Wilkes Barre | 18704 | 1.08 | 1.12
4381 | 42933 | CHAP L J SABALIS MEM USARC | 42560 | 99TH RRC - PENNSYLVANIA | ARRES | 140 Stewart Road | United States | Pennsylvania | Luzerne | Wilkes Barre | 18706 | 1.08 | 1.12
71 | M67021-0002 | WYOMING PA MCRC | M67021 | HDQTRS 4TH MAW NEW ORLEANS LA | MCRES | 1118 Wyoming Avenue | United States | Pennsylvania | Luzerne | Wyoming | 41000 | 1.08 | 1.12
182292 | 82387-12935 | SHAFFER RD DUBOIS | 82387 | JOINT RECRUITING PROGRAM | USACE | 690 SHAFFER ROAD, UNIT B1 DUBOIS MALL-RT 255 & SHAFFER RD | United States | Pennsylvania | Lycoming | Du Bois | 15801 | 1.08 | 1.12
189534 | 82387-12161 | LYCOMING CIR SOUTH WILLIAMSPORT | 82387 | JOINT RECRUITING PROGRAM | USACE | 1965 LYCOMING CIRCLE RF - CARL E. STOTZ BLDG. | United States | Pennsylvania | Lycoming | South Williamsport | 17702 | 1.08 | 1.12
5993 | 42975 | LYCOMING MEM USARC | 42560 | 99TH RRC - PENNSYLVANIA | ARRES | 1605 Four Mile Drive | United States | Pennsylvania | Lycoming | Williamsport | 17701 | 1.08 | 1.12
7918 | 42F40 | WILLIAMSPORT | 420NG | PENNSYLVANIA NATIONAL GUARD | ARGUARD | 1966 W 4th ST | United States | Pennsylvania | Lycoming | Williamsport | 17701 | 1.08 | 1.12
185579 | 82387-11769 | E THIRD ST WILLIAMSPORT | 82387 | JOINT RECRUITING PROGRAM | USACE | 1774 E. THIRD ST RF - GIANT PLAZA | United States | Pennsylvania | Lycoming | Williamsport | 17701 | 1.08 | 1.12
4116 | 42A45 | BRADFORD | 420NG | PENNSYLVANIA NATIONAL GUARD | ARGUARD | 38 Barbour ST | United States | Pennsylvania | McKean | Bradford | 16701 | 1.08 | 1.12
169929 | 42093 | HERMITAGE | 420NG | PENNSYLVANIA NATIONAL GUARD | ARGUARD |  | United States | Pennsylvania | McKean | Hermitage | 16148 | 1.08 | 1.12
5688 | 42C45 | KANE, ASH ST | 420NG | PENNSYLVANIA NATIONAL GUARD | ARGUARD | Ash ST | United States | Pennsylvania | McKean | Kane | 16735 | 1.08 | 1.12
5689 | 42C40 | KANE, CHESTNUT ST | 420NG | PENNSYLVANIA NATIONAL GUARD | ARGUARD | 208 Chestnut ST | United States | Pennsylvania | McKean | Kane | 16735 | 1.08 | 1.12
185906 | 42A46 | BRADFORD READINESS CENTER | 420NG | PENNSYLVANIA NATIONAL GUARD | ARGUARD |  | United States | Pennsylvania | McKean | Lewis Run | 16738 | 1.08 | 1.12
6735 | 42845 | PENDEL-CAMINTI USARC | 42560 | 99TH RRC - PENNSYLVANIA | ARRES | 950 New Castle Road | United States | Pennsylvania | Mercer | Farrell | 16121 | 1.08 | 1.12
5301 | 42B70 | GROVE CITY | 420NG | PENNSYLVANIA NATIONAL GUARD | ARGUARD | 160 George Jr. RD | United States | Pennsylvania | Mercer | Grove City | 16127 | 1.08 | 1.12
7252 | 42E70 | SHARON/HERMITAGE | 420NG | PENNSYLVANIA NATIONAL GUARD | ARGUARD | 740 N Hermitage RD | United States | Pennsylvania | Mercer | Hermitage | 16148 | 1.08 | 1.12
185531 | 82387-12387 | N HERMITAGE RD HERMITAGE | 82387 | JOINT RECRUITING PROGRAM | USACE | 159 N. HERMITAGE RD PARK PLACE CENTER | United States | Pennsylvania | Mercer | Hermitage | 16148 | 1.08 | 1.12
187244 | 82387-11753 | E SHARON-MERCER RD MERCER | 82387 | JOINT RECRUITING PROGRAM | USACE | 8419E SHARON-MERCER ROAD | United States | Pennsylvania | Mercer | Mercer | 16137 | 1.08 | 1.12
5884 | 42C90 | LEWISTOWN | 420NG | PENNSYLVANIA NATIONAL GUARD | ARGUARD | 1085 Route 522 N | United States | Pennsylvania | Mifflin | Lewistown | 17044 | 1.08 | 1.12
6195 | 42892 | MIFFLIN COUNTY USARC | 42560 | 99TH RRC - PENNSYLVANIA | ARRES | 73 Reserve Lane | United States | Pennsylvania | Mifflin | Lewistown | 17044 | 1.08 | 1.12
190584 | 822882 | 1126 FOURTH STREET LEWISTOWN | 82387 | JOINT RECRUITING PROGRAM | USACE | 6 Fourth Street | United States | Pennsylvania | Mifflin | Lewistown | 17044 | 1.08 | 1.12
4800 | 42B30 | EAST STROUDSBURG | 420NG | PENNSYLVANIA NATIONAL GUARD | ARGUARD | 271 Washington ST | United States | Pennsylvania | Monroe | East Stroudsburg | 18301 | 1.09 | 1.12
4801 | 42B35 | EAST STROUDSBURG TS | 420NG | PENNSYLVANIA NATIONAL GUARD | ARGUARD | 200 S Courtland ST | United States | Pennsylvania | Monroe | East Stroudsburg | 18301 | 1.09 | 1.12
190870 | 823224 | 46 SEPTEMBER CIRCLE EAST STROUDSBURG | 70132 | INDEPENDENT DUTY HOUSING PROGRAM | USACE | 46 September Circle | United States | Pennsylvania | Monroe | East Stroudsburg | 18301 | 1.08 | 1.12
187971 | 810018 | THE SHOPPES AT STROUD STROUDSBURG | 82387 | JOINT RECRUITING PROGRAM | USACE | Stroud Mall | United States | Pennsylvania | Monroe | Stroudsburg | 18360 | 1.08 | 1.12
191654 | 824110 | 701 MAIN STREET STROUDSBURG | 82387 | JOINT RECRUITING PROGRAM | USACE | 701 Main Street | United States | Pennsylvania | Monroe | Stroudsburg | 18360 | 1.08 | 1.12
191832 | 824116 | 105 TERRACE DRIVE STROUDSBURG | 82387 | JOINT RECRUITING PROGRAM | USACE | 105 Terrace Drive | United States | Pennsylvania | Monroe | Stroudsburg | 18360 | 1.08 | 1.12
7560 | 42780 | TOBYHANNA ARMY DEPOT | 42780 | TOBYHANNA ARMY DEPOT | ARACT | Intersection of Gouldsboro Rd and Midway Rd | United States | Pennsylvania | Monroe | Tobyhanna | 18466 | 1.09 | 1.12
182270 | 82387-13080 | TOBYHANNA ARMY DEPOT | 82387 | JOINT RECRUITING PROGRAM | USACE | 1015 BLDG RF - TOBYHANNA ARMY DEPOT | United States | Pennsylvania | Monroe | Tobyhanna | 18466 | 1.09 | 1.12
190910 | 703473 | BALA AVE BALA-CYNWYD | 82387 | JOINT RECRUITING PROGRAM | USACE | 25 BALA AVENUE SUITE 104 | United States | Pennsylvania | Montgomery | Bala Cynwyd | 19004 | 1.08 | 1.12
187967 | 42B64 | COLLEGEVILLE FMS 4 | 420NG | PENNSYLVANIA NATIONAL GUARD | ARGUARD |  | United States | Pennsylvania | Montgomery | Collegeville | 19426 | 1.08 | 1.12
182293 | 82387-13423 | YORK RD HATBORO | 82387 | JOINT RECRUITING PROGRAM | USACE | 31 N YORK ROAD | United States | Pennsylvania | Montgomery | Hatboro | 19040 | 1.08 | 1.12
5488 | 42980 | HORSHAM MEM USARC | 42560 | 99TH RRC - PENNSYLVANIA | ARRES | 936 Easton Road | United States | Pennsylvania | Montgomery | Horsham | 19044 | 1.08 | 1.12
3526 | ZAWA0001 | HORSHAM AGS | ZAWA | WILLOW GROVE | AFGUARD | 1301 Easton Road | United States | Pennsylvania | Montgomery | Horsham | 19090 | 1.08 | 1.12
182951 | 82387-11560 | COUNTY LINE RD HUNTINGDON VALLEY | 82387 | JOINT RECRUITING PROGRAM | USACE | 2060 COUNTY LINE RD | United States | Pennsylvania | Montgomery | Huntingdon Valley | 19006 | 1.08 | 1.12
187135 | 710187 | 1150 1ST AVENUE KING OF PRUSSIA | 82387 | JOINT RECRUITING PROGRAM | USACE | 1150 1st Avenue Suite #502 | United States | Pennsylvania | Montgomery | King of Prussia | 19406 | 1.08 | 1.12
190072 | 822209 | 412 CROOKED LANE KING OF PRUSSIA | 70132 | INDEPENDENT DUTY HOUSING PROGRAM | USACE | 412 Crooked Lane | United States | Pennsylvania | Montgomery | King of Prussia | 19406 | 1.08 | 1.12
170829 | 42C66 | STR FRNT RECRTNG OFF-LANSDALE | 420NG | PENNSYLVANIA NATIONAL GUARD | ARGUARD |  | United States | Pennsylvania | Montgomery | Lansdale | 19422 | 1.08 | 1.12
183576 | 82387-13263 | W MAIN ST LANSDALE | 82387 | JOINT RECRUITING PROGRAM | USACE | 100 W MAIN ST | United States | Pennsylvania | Montgomery | Lansdale | 19446 | 1.08 | 1.12
774 | N69160-EA | MONTGOMERY CO PA | N69160 | WARMINSTER PA NAWC-AD CSO | NAVACT | 860EA Flamingo Alley | United States | Pennsylvania | Montgomery | Montgomeryville | 18936 | 1.08 | 1.12
3666 | 42905 | 1LT R S MUSSELMAN MEM USARC | 42560 | 99TH RRC - PENNSYLVANIA | ARRES | 1020 Sandy Hill Rosd | United States | Pennsylvania | Montgomery | Norristown | 19401 | 1.08 | 1.12
6565 | 42823 | NORTH PENN USARC | 42560 | 99TH RRC - PENNSYLVANIA | ARRES | 1625 Berks Road | United States | Pennsylvania | Montgomery | Norristown | 19403 | 1.08 | 1.12
191500 | 824076 | 403 SUSAN CIRCLE NORTH WALES | 70132 | INDEPENDENT DUTY HOUSING PROGRAM | USACE | 403 Susan Circle | United States | Pennsylvania | Montgomery | North Wales | 19454 | 1.08 | 1.12
6828 | 42D55 | PLYMOUTH MEETING | 420NG | PENNSYLVANIA NATIONAL GUARD | ARGUARD | 1046 Belvoir RD | United States | Pennsylvania | Montgomery | Plymouth Meeting | 19462 | 1.08 | 1.12
182949 | 82387-12219 | MALL PLYMOUTH MEETING | 82387 | JOINT RECRUITING PROGRAM | USACE | PLYMOUTH MEETG MALL SUITE 2340 | United States | Pennsylvania | Montgomery | Plymouth Meeting | 19462 | 1.08 | 1.12
182962 | 82387-12947 | SHOEMAKER RD POTTSTOWN | 82387 | JOINT RECRUITING PROGRAM | USACE | 204 SHOEMAKER RD, F TRI-COUNTY PLAZA | United States | Pennsylvania | Montgomery | Pottstown | 19464 | 1.08 | 1.12
152 | N00158 | NAS JRB WILLOW GROVE PA | N00158 | NAS JRB WILLOW GROVE PA | NAVACT | 1301 Easton Road | United States | Pennsylvania | Montgomery | Willow Grove | 19090 | 1.08 | 1.12
187829 | 42188 | LEWISBURG AFRC | 42560 | 99TH RRC - PENNSYLVANIA | ARRES |  | United States | Pennsylvania | Montour | Danville | 17821 | 1.08 | 1.12
190733 | 42B22 | DANVILLE FMS | 420NG | PENNSYLVANIA NATIONAL GUARD | ARGUARD |  | United States | Pennsylvania | Montour | Danville | 17821 | 1.08 | 1.12
190746 | 822278 | 1822 STEFKO BLVD BETHLEHEM | 82387 | JOINT RECRUITING PROGRAM | USACE | 1822 Stefko Boulevard | United States | Pennsylvania | Northampton | Bethlehem | 18017 | 1.08 | 1.12
185330 | 82387-11680 | E ELIZABETH AVE BETHLEHEM | 82387 | JOINT RECRUITING PROGRAM | USACE | 19 E ELIZABETH AVE RF | United States | Pennsylvania | Northampton | Bethlehem | 18018 | 1.08 | 1.12
4804 | 42B36 | EASTON-PROPOSED | 420NG | PENNSYLVANIA NATIONAL GUARD | ARGUARD | Uhler RD | United States | Pennsylvania | Northampton | Easton | 18040 | 1.08 | 1.12
186745 | 82387-13405 | WM PENN HWY PALMER | 82387 | JOINT RECRUITING PROGRAM | USACE | 2918 WM PENN HWY RF | United States | Pennsylvania | Northampton | Easton | 18045 | 1.08 | 1.12
190701 | 820486 | 765 S. 25TH STREET EASTON | 82387 | JOINT RECRUITING PROGRAM | USACE | 765 S. 25th Street | United States | Pennsylvania | Northampton | Easton | 18045 | 1.08 | 1.12
191639 | 824189 | 3011 WILLIAM PENN HIGHWAY EASTON | 82387 | JOINT RECRUITING PROGRAM | USACE | 3011 William Penn Highway | United States | Pennsylvania | Northampton | Easton | 18045 | 1.08 | 1.12
187824 | 42869 | BETHLEHEM AFRC | 42560 | 99TH RRC - PENNSYLVANIA | ARRES |  | United States | Pennsylvania | Northampton | Unknown | 18040 | 1.08 | 1.12
185708 | 82387-11386 | BEST AVE WALNUTPORT | 82387 | JOINT RECRUITING PROGRAM | USACE | 350-A BEST AVE. RF - LEHIGH PLAZA ONE | United States | Pennsylvania | Northampton | Walnutport | 18088 | 1.08 | 1.12
7471 | 42E80 | SUNBURY | 420NG | PENNSYLVANIA NATIONAL GUARD | ARGUARD | 10222 N 7th ST | United States | Pennsylvania | Northumberland | Sunbury | 17801 | 1.08 | 1.12
6777 | 42D85 | PHILADELPHIA SOUTH 23RD | 420NG | PENNSYLVANIA NATIONAL GUARD | ARGUARD | 22 S 23D ST | United States | Pennsylvania | Philadelphia | Philadelphia | 19103 | 1.13 | 1.19
185881 | 42455 | PHILADELPHIA READINESS CENTER | 420NG | PENNSYLVANIA NATIONAL GUARD | ARGUARD |  | United States | Pennsylvania | Philadelphia | Philadelphia | 19103 | 1.13 | 1.19
6773 | 42D75 | PHILADELPHIA LANCASTER | 420NG | PENNSYLVANIA NATIONAL GUARD | ARGUARD | 3205 Lancaster AVE | United States | Pennsylvania | Philadelphia | Philadelphia | 19104 | 1.13 | 1.19
185268 | 710982 | 615 CHESTNUT STREET PHILADELPHIA | 08005 | FORT CARSON | ARACT | 615 Chestnut Street | United States | Pennsylvania | Philadelphia | Philadelphia | 19104 | 1.13 | 1.19
185277 | 82387-11299 | 9TH & MARKET STREETS PHILADELPHIA | 82387 | JOINT RECRUITING PROGRAM | USACE | 9TH & MARKET STREETS N.C. NIX FEDERAL BLD | United States | Pennsylvania | Philadelphia | Philadelphia | 19104 | 1.13 | 1.19
185278 | 710837 | 14-18 SOUTH TENTH STREET PHILADELPHIA | 18081 | ARMY MISSION SUPPORT | USACE | 14-18 South Tenth Street | United States | Pennsylvania | Philadelphia | Philadelphia | 19104 | 1.13 | 1.19
1248 | N32414-PH | DET PHILADELPHIA PA | N32414 | NAVSUPPACT MECHANICSBURG PA | NAVACT | 700 Robbins Avenue | United States | Pennsylvania | Philadelphia | Philadelphia | 19111 | 1.13 | 1.19
4682 | 42665 | DEFENSE PERSONNEL SUPPORT CENTER | 42665 | DEFENSE PERSONNEL SUPPORT CENTER | ARACT |  | United States | Pennsylvania | Philadelphia | Philadelphia | 19111 | 1.13 | 1.19
185275 | 82387-12493 | NAV INV CONTRL PT PHILADELPHIA | 82387 | JOINT RECRUITING PROGRAM | USACE | 700 ROBBINS AVENUE, BLDG 2D NAVAL INVENTORY CONTROL PT (NAVICP) | United States | Pennsylvania | Philadelphia | Philadelphia | 19111 | 1.13 | 1.19
241 | N69148 | PHILADELPHIA PA NS CSO | N69148 | PHILADELPHIA PA NS CSO | NAVACT | 4911 South Borad Street | United States | Pennsylvania | Philadelphia | Philadelphia | 19112 | 1.13 | 1.19
972 | N32414-PN | DET PHIL ANNEX PNBC | N32414 | NAVSUPPACT MECHANICSBURG PA | NAVACT | 4921 South Broad Street | United States | Pennsylvania | Philadelphia | Philadelphia | 19112 | 1.13 | 1.19
191893 | 824093 | 7700 C CRITTENDEN STREET PHILADELPHIA | 82387 | JOINT RECRUITING PROGRAM | USACE | 7700 C Crittenden Street | United States | Pennsylvania | Philadelphia | Philadelphia | 19118 | 1.13 | 1.19
185271 | 420NG-10004 | 5675 NORTH FRONT STREET PHILADELPHIA | 420NG | PENNSYLVANIA NATIONAL GUARD | ARGUARD | 5675 NORTH FRONT STREET ONE AND ONLEY SHPG CTR | United States | Pennsylvania | Philadelphia | Philadelphia | 19120 | 1.13 | 1.19
185896 | 42D86 | STR FRNT RECRTNG OFF-PHILADELPHIA | 420NG | PENNSYLVANIA NATIONAL GUARD | ARGUARD |  | United States | Pennsylvania | Philadelphia | Philadelphia | 19120 | 1.13 | 1.19
185279 | 800091 | 1600 N. BROAD STREET PHILADELPHIA | 82387 | JOINT RECRUITING PROGRAM | USACE | 1600 N. Broad Street | United States | Pennsylvania | Philadelphia | Philadelphia | 19121 | 1.13 | 1.19
185898 | 42D64 | STR FRNT RECRTNG OFF-PORT RICHMOND | 420NG | PENNSYLVANIA NATIONAL GUARD | ARGUARD |  | United States | Pennsylvania | Philadelphia | Philadelphia | 19125 | 1.13 | 1.19
6775 | 42D70 | PHILADELPHIA OGONTZ | 420NG | PENNSYLVANIA NATIONAL GUARD | ARGUARD | 5350 Ogontz AVE | United States | Pennsylvania | Philadelphia | Philadelphia | 19141 | 1.13 | 1.19
236 | N69124 | PHILADELPHIA PA NH CSO | N69124 | PHILADELPHIA PA NH CSO | NAVACT | 3550 South Broad Street | United States | Pennsylvania | Philadelphia | Philadelphia | 19145 | 1.13 | 1.19
185267 | 82387-11557 | COTTMAN AVE PHILADELPHIA | 82387 | JOINT RECRUITING PROGRAM | USACE | 2383 COTTMAN AVENUE ROOSEVELT MALL | United States | Pennsylvania | Philadelphia | Philadelphia | 19149 | 1.13 | 1.19
190508 | 822964 | 2329 COTTMAN AVENUE PHILADELPHIA | 82387 | JOINT RECRUITING PROGRAM | USACE | 2329 Cottman Avenue | United States | Pennsylvania | Philadelphia | Philadelphia | 19149 | 1.13 | 1.19
185274 | 82387-13216 | W CHELTENHAM PHILADELPHIA | 82387 | JOINT RECRUITING PROGRAM | USACE | 2385 W. CHELTENHAM SUITE 228 | United States | Pennsylvania | Philadelphia | Philadelphia | 19150 | 1.13 | 1.19
5031 | 42986 | FORT MIFFLIN | 420NG | PENNSYLVANIA NATIONAL GUARD | ARGUARD | 1000 Tinicum Island RD Lbby | United States | Pennsylvania | Philadelphia | Philadelphia | 19153 | 1.13 | 1.19
6778 | 42D65 | PHILADELPHIA SOUTHAMPTON | 420NG | PENNSYLVANIA NATIONAL GUARD | ARGUARD | 2700 Sampton RD | United States | Pennsylvania | Philadelphia | Philadelphia | 19154 | 1.13 | 1.19
190735 | 42E44 | SCHUYLKILL COUNTY READINESS CENTER | 420NG | PENNSYLVANIA NATIONAL GUARD | ARGUARD |  | United States | Pennsylvania | Schuylkill | New Ringgold | 17960 | 1.08 | 1.12
6800 | 42D95 | PINE GROVE | 420NG | PENNSYLVANIA NATIONAL GUARD | ARGUARD | 143 S Tulpehocken | United States | Pennsylvania | Schuylkill | Pine Grove | 17963 | 1.08 | 1.12
6870 | 42E20 | POTTSVILLE | 420NG | PENNSYLVANIA NATIONAL GUARD | ARGUARD |  | United States | Pennsylvania | Schuylkill | Pottsville | 17901 | 1.08 | 1.12
187964 | 82387-11569 | CRESSONA MALL POTTSVILLE | 82387 | JOINT RECRUITING PROGRAM | USACE | 6185 CRESSONA MALL RF | United States | Pennsylvania | Schuylkill | Pottsville | 17901 | 1.08 | 1.12
7025 | 42930 | ROBERT E ROEDER USARC | 42560 | 99TH RRC - PENNSYLVANIA | ARRES | 101 Route 61 South | United States | Pennsylvania | Schuylkill | Schuylkill Haven | 17972 | 1.08 | 1.12
7500 | 42E85 | TAMAQUA | 420NG | PENNSYLVANIA NATIONAL GUARD | ARGUARD | 514 N Howard AVE | United States | Pennsylvania | Schuylkill | Tamaqua | 18252 | 1.08 | 1.12
185615 | 82387-13047 | SUSQUEHANNA VLY MALL | 82387 | JOINT RECRUITING PROGRAM | USACE | 1A-E SPACE RF-SUSQUEHANNA VALLEY MALL | United States | Pennsylvania | Snyder | Selinsgrove | 17870 | 1.08 | 1.12
191185 | 823742 | 412 NORTH 9TH STREET SELINSGROVE | 70132 | INDEPENDENT DUTY HOUSING PROGRAM | USACE | 412 North 9th Street | United States | Pennsylvania | Snyder | Selinsgrove | 17870 | 1.08 | 1.12
191205 | 823556 | 6 BEECH COURT SELINSGROVE | 70132 | INDEPENDENT DUTY HOUSING PROGRAM | USACE | 6 Beech Court | United States | Pennsylvania | Snyder | Selinsgrove | 17870 | 1.08 | 1.12
7313 | 42E75 | SOMERSET FRIEDENS | 420NG | PENNSYLVANIA NATIONAL GUARD | ARGUARD | 109 Grande AVE | United States | Pennsylvania | Somerset | Friedens | 15541 | 1.08 | 1.12
182263 | 710991 | 1490 NORTH CENTER AVENUE SOMERSET | 82387 | JOINT RECRUITING PROGRAM | USACE | 1490 NORTH CENTER AVENUE ROUTE 601 | United States | Pennsylvania | Somerset | Somerset | 15501 | 1.08 | 1.12
6402 | 42D48 | NEW MILFORD | 420NG | PENNSYLVANIA NATIONAL GUARD | ARGUARD | 667 Main ST | United States | Pennsylvania | Susquehanna | New Milford | 18834 | 1.08 | 1.12
6403 | 4200A | NEW MILFORD ARMORY | 420NG | PENNSYLVANIA NATIONAL GUARD | ARGUARD |  | United States | Pennsylvania | Susquehanna | New Milford | 18834 | 1.08 | 1.12
6061 | 42F15 | MANSFIELD/WELLSBORO | 420NG | PENNSYLVANIA NATIONAL GUARD | ARGUARD | 1810 Shumway Hill RD | United States | Pennsylvania | Tioga | Wellsboro | 16901 | 1.08 | 1.12
184734 | 82387-12212 | MAIN ST WELLSBORO | 82387 | JOINT RECRUITING PROGRAM | USACE | 68 MAIN ST RF | United States | Pennsylvania | Tioga | Wellsboro | 16901 | 1.08 | 1.12
5879 | 42C85 | LEWISBURG | 420NG | PENNSYLVANIA NATIONAL GUARD | ARGUARD | 4700 Westbranch HWY | United States | Pennsylvania | Union | Lewisburg | 17837 | 1.08 | 1.12
191226 | 823755 | 911 TERRACE DRIVE LEWISBURG | 70132 | INDEPENDENT DUTY HOUSING PROGRAM | USACE | 911 Terrace Drive | United States | Pennsylvania | Union | Lewisburg | 17837 | 1.08 | 1.12
4145 | 42809 | BRISTOL VETERANS MEM USARC | 42560 | 99TH RRC - PENNSYLVANIA | ARRES | 2501 Ford Road | United States | Pennsylvania | Unknown | Unknown | 19007 | 1.08 | 1.12
186178 | 82387-12638 | PERRY HWY CRANBERRY TOWNSHIP | 82387 | JOINT RECRUITING PROGRAM | USACE | 20232 PERRY HIGHWAY SUITE 3 | United States | Pennsylvania | Venango | Cranberry Township | 16066 | 1.08 | 1.12
184101 | 82387-11315 | ALLEGHENY AVE FRANKLIN | 82387 | JOINT RECRUITING PROGRAM | USACE | 484 ALLEGHENY AVE PENNWOOD BLDG, ROUTE 8 NORTH | United States | Pennsylvania | Venango | Franklin | 16323 | 1.08 | 1.12
7906 | 42915 | WILLIAM E COPLEY USARC | 420NG | PENNSYLVANIA NATIONAL GUARD | ARRES | 206 Park Avenue | United States | Pennsylvania | Venango | Oil City | 16301 | 1.08 | 1.12
184415 | 82387-12235 | MARKET ST WARREN | 82387 | JOINT RECRUITING PROGRAM | USACE | 2 MARKET STREET WARREN COUNTY JOB CENTER | United States | Pennsylvania | Warren | Warren | 16365 | 1.08 | 1.12
185489 | 710833 | 121 HILLPOINTE DRIVE CANONSBURG | 82387 | JOINT RECRUITING PROGRAM | USACE | 121 HILLPOINTE DRIVE HILLPOINTE SQUARE | United States | Pennsylvania | Washington | Canonsburg | 15317 | 1.08 | 1.12
185490 | 710920 | 160 TECHNOLOGY DRIVE CANONSBURG | 82387 | JOINT RECRUITING PROGRAM | USACE | 160 Technology Drive | United States | Pennsylvania | Washington | Canonsburg | 15317 | 1.08 | 1.12
191116 | 823577 | 1108 MEADOWBROOK DRIVE CANONSBURG | 70132 | INDEPENDENT DUTY HOUSING PROGRAM | USACE | 1108 Meadowbrook Drive | United States | Pennsylvania | Washington | Canonsburg | 15317 | 1.08 | 1.12
4942 | 42495 | FINLEYVILLE NIKE-PI-43 | 42560 | 99TH RRC - PENNSYLVANIA | ARRES | Intersection of Maple St and Finley-Elrama Rd | United States | Pennsylvania | Washington | Finleyville | 15332 | 1.08 | 1.12
3313 | WFAZ0001 | STARVAGGI TRAINING SITE SITE # 1 | JLSS | PGH IAP ARS | AFRES | 101 Hartfield Road | United States | Pennsylvania | Washington | Unknown | 15021 | 1.08 | 1.12
7786 | 42F00 | WASHINGTON | 420NG | PENNSYLVANIA NATIONAL GUARD | ARGUARD | 500 NE 6th ST | United States | Pennsylvania | Washington | Washington | 15301 | 1.08 | 1.12
7793 | 42965 | WASHINGTON USARC | 42560 | 99TH RRC - PENNSYLVANIA | ARRES | 10 Scenic Drive | United States | Pennsylvania | Washington | Washington | 15301 | 1.08 | 1.12
182398 | 82387-13218 | W CHESTNUT ST WASHINGTON | 82387 | JOINT RECRUITING PROGRAM | USACE | 1500 W. CHESTNUT STREET WASHINGTON CROWN CTR #761 | United States | Pennsylvania | Washington | Washington | 15301 | 1.08 | 1.12
191413 | 823952 | 228 COACHSIDE DRIVE WASHINGTON | 70132 | INDEPENDENT DUTY HOUSING PROGRAM | USACE | 228 Coachside Drive | United States | Pennsylvania | Washington | Washington | 15301 | 1.08 | 1.12
5476 | 42C10 | HONESDALE | 420NG | PENNSYLVANIA NATIONAL GUARD | ARGUARD | Tryon ST | United States | Pennsylvania | Wayne | Honesdale | 18431 | 1.08 | 1.12
5278 | 42B65 | GREENSBURG READINESS CENTER | 420NG | PENNSYLVANIA NATIONAL GUARD | ARGUARD | Rd # 2 Donohue RD | United States | Pennsylvania | Westmoreland | Greensburg | 15601 | 1.08 | 1.12
5279 | 42860 | GREENSBURG USARC | 42560 | 99TH RRC - PENNSYLVANIA | ARRES | 900 Armory Drive | United States | Pennsylvania | Westmoreland | Greensburg | 15601 | 1.08 | 1.12
183467 | 82387-11741 | E OTTERMAN ST GREENSBURG | 82387 | JOINT RECRUITING PROGRAM | USACE | 104 E. OTTERMAN ST WESTMORELAND MALL-SPACES 196 & 176A | United States | Pennsylvania | Westmoreland | Greensburg | 15601 | 1.08 | 1.12
183468 | 82387-12834 | S MAIN ST GREENSBURG | 82387 | JOINT RECRUITING PROGRAM | USACE | 1225 S. MAIN ST, #202B WELLINGTON SQUARE | United States | Pennsylvania | Westmoreland | Greensburg | 15601 | 1.08 | 1.12
5829 | 42C70 | LATROBE/TORRANCE | 420NG | PENNSYLVANIA NATIONAL GUARD | ARGUARD | 333 State Route 1014 | United States | Pennsylvania | Westmoreland | Latrobe | 15650 | 1.08 | 1.12
6303 | 42D22 | MT PLEASANT | 420NG | PENNSYLVANIA NATIONAL GUARD | ARGUARD | 2239 School ST | United States | Pennsylvania | Westmoreland | Mount Pleasant | 15666 | 1.08 | 1.12
6400 | 42900 | NEW KENSINGTON MEM USARC | 42560 | 99TH RRC - PENNSYLVANIA | ARRES | 2450 Leechburg Road | United States | Pennsylvania | Westmoreland | New Kensington | 15068 | 1.08 | 1.12
187979 | 42E88 | TUNKHANNOCK READINESS CENTER | 420NG | PENNSYLVANIA NATIONAL GUARD | ARGUARD |  | United States | Pennsylvania | Wyoming | Tunkhannock | 18657 | 1.08 | 1.12
5350 | 42B80 | HANOVER | 420NG | PENNSYLVANIA NATIONAL GUARD | ARGUARD | 51 W Clearview RD | United States | Pennsylvania | York | Hanover | 17331 | 1.08 | 1.12
185630 | 82387-11459 | CARLISLE ST HANOVER | 82387 | JOINT RECRUITING PROGRAM | USACE | 1000 CARLISLE ST #24 RF | United States | Pennsylvania | York | Hanover | 17331 | 1.08 | 1.12
186902 | 82387-11457 | CAPE HORN RD RED LION | 82387 | JOINT RECRUITING PROGRAM | USACE | 3195 CAPE HORN ROAD RF - WINDSOR COMMONS | United States | Pennsylvania | York | Red Lion | 17356 | 1.08 | 1.12
188996 | 821076 | #2 SCARBOUROUGH FARE, STEWARTSTOWN, PA | 70132 | INDEPENDENT DUTY HOUSING PROGRAM | USACE | 2 Scarbourough Fare | United States | Pennsylvania | York | Stewartstown | 17363 | 1.08 | 1.12
187978 | 42F61 | YORK READINESS CENTER | 420NG | PENNSYLVANIA NATIONAL GUARD | ARGUARD |  | United States | Pennsylvania | York | York | 17401 | 1.08 | 1.12
7995 | 42985 | YORK MEM USARC | 42560 | 99TH RRC - PENNSYLVANIA | ARRES | 605 Arsenal Road | United States | Pennsylvania | York | York | 17402 | 1.08 | 1.12
186177 | 801089 | LEADER HEIGHTS ROAD YORK | 82387 | JOINT RECRUITING PROGRAM | USACE | Leader Heights Road | United States | Pennsylvania | York | York | 17402 | 1.08 | 1.12
191423 | 823998 | 443 PINEHURST ROAD YORK | 70132 | INDEPENDENT DUTY HOUSING PROGRAM | USACE | 443 Pinehurst Road | United States | Pennsylvania | York | York | 17402 | 1.08 | 1.12
7994 | 42F60 | YORK GEORGE ST | 420NG | PENNSYLVANIA NATIONAL GUARD | ARGUARD | 1129 E 6th ST | United States | Pennsylvania | York | York | 17404 | 1.08 | 1.12
184344 | 82387-12153 | LOUCKS RD YORK | 82387 | JOINT RECRUITING PROGRAM | USACE | 351 LOUCKS ROAD RF - CROSSROADS S.C. | United States | Pennsylvania | York | York | 17404 | 1.08 | 1.12
191069 | 42F56 | STR FRNT RECRTNG OFF-YORK/HANOVER | 420NG | PENNSYLVANIA NATIONAL GUARD | ARGUARD |  | United States | Pennsylvania | York | York | 17404 | 1.08 | 1.12
7998 | 42440 | YORK, EDEN ROAD | 420NG | PENNSYLVANIA NATIONAL GUARD | ARGUARD | 475 Victoria RD | United States | Pennsylvania | York | York | 17405 | 1.08 | 1.12
4142 | 44A05 | BRISTOL | 440NG | RHODE ISLAND NATIONAL GUARD | ARGUARD | Metacom AVE | United States | Rhode Island | Bristol | Bristol | 02809 | 1.17 | 1.21
6917 | 44725 | QUINTA-GAMELIN USARC | 42560 | 99TH RRC - PENNSYLVANIA | ARRES | Asylum Road | United States | Rhode Island | Bristol | Bristol | 02809 | 1.17 | 1.21
6626 | 44A90 | OMS #2 WARREN | 440NG | RHODE ISLAND NATIONAL GUARD | ARGUARD | 1 CRDe ST | United States | Rhode Island | Bristol | Warren | 02885 | 1.17 | 1.21
7779 | 44A85 | WARREN | 440NG | RHODE ISLAND NATIONAL GUARD | ARGUARD | 53 Child ST | United States | Rhode Island | Bristol | Warren | 02885 | 1.17 | 1.21
4570 | 44B15 | NG COVENTRY | 440NG | RHODE ISLAND NATIONAL GUARD | ARGUARD | 570 Read Schoolhouse RD | United States | Rhode Island | Kent | Coventry | 02816 | 1.2 | 1.23
4251 | 44111 | CAMP FOGARTY TNG SITE | 440NG | RHODE ISLAND NATIONAL GUARD | ARGUARD | 2841 S County TRL | United States | Rhode Island | Kent | East Greenwich | 02818 | 1.17 | 1.21
7470 | 44112 | SUN VALLEY ARM NG E.GREENWICH | 440NG | RHODE ISLAND NATIONAL GUARD | ARGUARD | 206 Armory RD | United States | Rhode Island | Kent | East Greenwich | 02818 | 1.17 | 1.21
6536 | 44114 | NG WARWICK | 440NG | RHODE ISLAND NATIONAL GUARD | ARGUARD | 541 Airport RD | United States | Rhode Island | Kent | Warwick | 02886 | 1.17 | 1.21
6908 | 44905 | PVT LLOYD S COPER III USARC | 42560 | 99TH RRC - PENNSYLVANIA | ARRES | 885 Sandy Lane | United States | Rhode Island | Kent | Warwick | 02886 | 1.17 | 1.21
184933 | 82387-11313 | AIRPORT PLAZA UNIT10 WARWICK | 82387 | JOINT RECRUITING PROGRAM | USACE | AIRPORT PLAZA UNIT10 1800 POST RD, RT ONE | United States | Rhode Island | Kent | Warwick | 02886 | 1.17 | 1.21
184934 | 710944 | 2348 POST ROAD WARWICK | 82387 | JOINT RECRUITING PROGRAM | USACE | 2348 Post Road AIRPORT PROFESSIONAL PARK | United States | Rhode Island | Kent | Warwick | 02886 | 1.17 | 1.21
186293 | 801090 | POST ROAD WARWICK | 82387 | JOINT RECRUITING PROGRAM | USACE | Post Road | United States | Rhode Island | Kent | Warwick | 02886 | 1.17 | 1.21
189427 | 44B26 | WARWICK STOREFRONT RECRUITING OFFICE | 440NG | RHODE ISLAND NATIONAL GUARD | ARGUARD |  | United States | Rhode Island | Kent | Warwick | 02886 | 1.17 | 1.21
987 | N32411-GI | GOULD ISLAND RI | N32411 | NAVAL STATION NEWPORT RI | NAVACT | 35 Gravel Court | United States | Rhode Island | Newport | Jamestown | 02841 | 1.22 | 1.25
639 | N32411-MA | GREENE LANE | N32411 | NAVAL STATION NEWPORT RI | NAVACT | 1283 Greene Landing | United States | Rhode Island | Newport | Middletown | 02841 | 1.22 | 1.25
637 | N32411-JA | ANCHORAGE | N32411 | NAVAL STATION NEWPORT RI | NAVACT | 71 Lawrence Street | United States | Rhode Island | Newport | Middletown | 02842 | 1.22 | 1.25
642 | N32411-VA | CAPEHART SOUTH | N32411 | NAVAL STATION NEWPORT RI | NAVACT | 508 Read Drive | United States | Rhode Island | Newport | Middletown | 02842 | 1.22 | 1.25
6188 | 44A27 | MIDDLETOWN ARMORY | 440NG | RHODE ISLAND NATIONAL GUARD | ARGUARD | 320 Thames ST STE 1 | United States | Rhode Island | Newport | Middletown | 02842 | 1.22 | 1.25
200 | N32411 | NAVAL STATION NEWPORT RI | N32411 | NAVAL STATION NEWPORT RI | NAVACT | 690 Peary Street | United States | Rhode Island | Newport | Newport | 02841 | 1.22 | 1.25
635 | N32411-DA | FORT ADAMS RI | N32411 | NAVAL STATION NEWPORT RI | NAVACT | 402 Monroe Road | United States | Rhode Island | Newport | Newport | 02841 | 1.22 | 1.25
636 | N32411-HA | CLOYNE COURT | N32411 | NAVAL STATION NEWPORT RI | NAVACT | 1377 Training Station Road | United States | Rhode Island | Newport | Newport | 02841 | 1.22 | 1.25
640 | N32411-RA | NAVAL HOSPITAL | N32411 | NAVAL STATION NEWPORT RI | NAVACT | 23 Smith Avenue | United States | Rhode Island | Newport | Newport | 02841 | 1.22 | 1.25
184076 | 82387-13060 | TAYLOR DR NEWPORT | 82387 | JOINT RECRUITING PROGRAM | USACE | 144 TAYLOR DRIVE NAVAL STATION NEWPT | United States | Rhode Island | Newport | Newport | 02841 | 1.22 | 1.25
189165 | 44973 | NEWPORT USARC | 42560 | 99TH RRC - PENNSYLVANIA | ARRES |  | United States | Rhode Island | Newport | Newport | 02841 | 1.22 | 1.25
638 | N32411-KA | MELVILLE | N32411 | NAVAL STATION NEWPORT RI | NAVACT | 48 Bradford Avenue | United States | Rhode Island | Newport | Portsmouth | 02841 | 1.22 | 1.25
641 | N32411-UA | CAPEHART NORTH | N32411 | NAVAL STATION NEWPORT RI | NAVACT | 760 Stringham Road | United States | Rhode Island | Newport | Portsmouth | 02841 | 1.22 | 1.25
182750 | 800498 | 1 NARRAGANSET CRANSTON | 82387 | JOINT RECRUITING PROGRAM | USACE | 1 Narraganset Boulevard | United States | Rhode Island | Providence | Cranston | 02905 | 1.17 | 1.21
182751 | 25140-10007 | USAR CENTER CRANSTON | 42560 | 99TH RRC - PENNSYLVANIA | ARRES | USAR CENTER | United States | Rhode Island | Providence | Cranston | 02905 | 1.17 | 1.21
4521 | 44B10 | COMMAND READINESS CENTER RING | 440NG | RHODE ISLAND NATIONAL GUARD | ARGUARD | 645 New London AVE | United States | Rhode Island | Providence | Cranston | 02920 | 1.17 | 1.21
7190 | 44A10 | SCHOFIELD ARMORY CRANSTON | 440NG | RHODE ISLAND NATIONAL GUARD | ARGUARD | 705 New London AVE | United States | Rhode Island | Providence | Cranston | 02920 | 1.17 | 1.21
189945 | 822149 | 1235 OAKLAWN AVENUE CRANSTON | 82387 | JOINT RECRUITING PROGRAM | USACE | 1235 Oaklawn Avenue | United States | Rhode Island | Providence | Cranston | 02920 | 1.17 | 1.21
3784 | 44555 | AMSA # 68 | 42560 | 99TH RRC - PENNSYLVANIA | ARRES | Albion Road | United States | Rhode Island | Providence | Lincoln | 02865 | 1.17 | 1.21
188427 | 44B40 | WALLUM LAKE TRAINING SITE | 440NG | RHODE ISLAND NATIONAL GUARD | ARGUARD |  | United States | Rhode Island | Providence | Pascoag | 02859 | 1.17 | 1.21
3996 | 44A77 | BENIFIT ST.ARSENAL | 440NG | RHODE ISLAND NATIONAL GUARD | ARGUARD | 176 Benifit ST | United States | Rhode Island | Providence | Providence | 02903 | 1.17 | 1.21
170469 | 44B30 | PROVIDENCE STOREFRONT RECRUITING OFFICE | 440NG | RHODE ISLAND NATIONAL GUARD | ARGUARD |  | United States | Rhode Island | Providence | Providence | 02903 | 1.17 | 1.21
182404 | 440NG-10001 | 212 WEYBOSSET STREET PROVIDENCE | 440NG | RHODE ISLAND NATIONAL GUARD | ARGUARD | 212 WEYBOSSET STREET | United States | Rhode Island | Providence | Providence | 02903 | 1.17 | 1.21
6300 | 44A65 | ARMORY OF MOUNTED COMMANDS | 440NG | RHODE ISLAND NATIONAL GUARD | ARGUARD | 1051 N Main ST | United States | Rhode Island | Providence | Providence | 02904 | 1.17 | 1.21
7682 | 44A75 | USPFO PROVIDENCE | 440NG | RHODE ISLAND NATIONAL GUARD | ARGUARD | 144 Military DR | United States | Rhode Island | Providence | Providence | 02906 | 1.17 | 1.21
188199 | 820201 | 1 DAVOL SQUARE PROVIDENCE | 82387 | JOINT RECRUITING PROGRAM | USACE | 1 Davol Square | United States | Rhode Island | Providence | Providence | 02912 | 1.17 | 1.21
3084 | SAEJ0001 | NORTH SMITHFIELD ANG STATION SITE # 1 | TWLR | QUONSET STATE AIRPORT | AFGUARD | 274 Old Oxford Road | United States | Rhode Island | Providence | Slatersville | 02876 | 1.17 | 1.21
6493 | 44113 | NG N SMITHFIELD | 440NG | RHODE ISLAND NATIONAL GUARD | ARGUARD | Pound Hill RD | United States | Rhode Island | Providence | Slatersville | 02876 | 1.17 | 1.21
7965 | 44B05 | WOONSOCKET | 440NG | RHODE ISLAND NATIONAL GUARD | ARGUARD | 1400 W Lincoln Way | United States | Rhode Island | Providence | Woonsocket | 02895 | 1.17 | 1.21
189190 | 820926 | 1551 DIAMOND HILL ROAD WOONSOCKET | 82387 | JOINT RECRUITING PROGRAM | USACE | 1551 Diamond Hill Road | United States | Rhode Island | Providence | Woonsocket | 02895 | 1.17 | 1.21
235 | N69126 | DAVISVILLE RI CBC CSO | N69126 | DAVISVILLE RI CBC CSO | NAVACT | 2841 South County Trail | United States | Rhode Island | Washington | Davisville | 02818 | 1.2 | 1.23
7605 | 44A30 | TS CAMP VARNUM | 440NG | RHODE ISLAND NATIONAL GUARD | ARGUARD | 461 County RD 517 | United States | Rhode Island | Washington | Narragansett | 02882 | 1.2 | 1.23
7675 | 44755 | USARC FT NATHANIEL GREENE | 42560 | 99TH RRC - PENNSYLVANIA | ARRES | 970 Point Judith Road | United States | Rhode Island | Washington | Narragansett | 02882 | 1.2 | 1.23
3200 | TWLR0001 | QUONSET STATE AIRPORT SITE # 1 | TWLR | QUONSET STATE AIRPORT | AFGUARD | 1 Minuteman Way | United States | Rhode Island | Washington | North Kingstown | 02852 | 1.2 | 1.23
6919 | 44A45 | QUONSET POINT | 440NG | RHODE ISLAND NATIONAL GUARD | ARGUARD | 7715 Post RD | United States | Rhode Island | Washington | North Kingstown | 02852 | 1.2 | 1.23
183894 | 82387-10858 | 426 SCRABBLETOWN RD NORTH KINGSTOWN | 82387 | JOINT RECRUITING PROGRAM | USACE | 426 SCRABBLETOWN RD @ RTE. 2 AND 102 | United States | Rhode Island | Washington | North Kingstown | 02852 | 1.2 | 1.23
189854 | 821980 | 80 ROGER WILLIAMS DRIVE NORTH KINGSTOWN | 70132 | INDEPENDENT DUTY HOUSING PROGRAM | USACE | 80 Roger Williams Drive | United States | Rhode Island | Washington | North Kingstown | 02852 | 1.2 | 1.23
191595 | TWLR0002 | ATCT LAND LEASE | TWLR | QUONSET STATE AIRPORT | AFGUARD |  | United States | Rhode Island | Washington | North Kingstown | 02852 | 1.2 | 1.23
182406 | 82387-13411 | SOUTH COUNTY COMMONS WAY SOUTH KINGSTOWN | 82387 | JOINT RECRUITING PROGRAM | USACE | 4 WOODRUFF PL | United States | Rhode Island | Washington | South Kingstown | 02882 | 1.2 | 1.23
3697 | 45A05 | ABBEVILLE ARMORY | 450NG | SOUTH CAROLINA NATIONAL GUARD | ARGUARD | 1421 Veterans Memorial DR | United States | South Carolina | Abbeville | Abbeville | 29620 | 0.92 | 0.89
182681 | 82387-13381 | WHISKEY RD S AIKEN | 82387 | JOINT RECRUITING PROGRAM | USACE | 2441 WHISKEY RD S AIKEN MALL | United States | South Carolina | Aiken | Aiken | 29802 | 0.92 | 0.89
182682 | 82387-11692 | E GATE DR AIKEN | 82387 | JOINT RECRUITING PROGRAM | USACE | 266 EAST GATE DRIVE EAST GATE SHPG CTR | United States | South Carolina | Aiken | Aiken | 29802 | 0.92 | 0.89
3726 | 45555 | AIKEN MEMORIAL USARC | 01530 | 81ST RRC - ALABAMA | ARRES | 1984 Whiskey Rd | United States | South Carolina | Aiken | Aiken | 29803 | 0.92 | 0.89
170761 | 45A11 | AIKEN LEASE READINESS CENTER | 450NG | SOUTH CAROLINA NATIONAL GUARD | ARGUARD |  | United States | South Carolina | Aiken | Aiken | 29829 | 0.92 | 0.89
190134 | 45A09 | AIKEN READINESS CENTER | 450NG | SOUTH CAROLINA NATIONAL GUARD | ARGUARD |  | United States | South Carolina | Aiken | Aiken | 29829 | 0.92 | 0.89
5258 | 45B92 | GRANITEVILLE ARMORY | 450NG | SOUTH CAROLINA NATIONAL GUARD | ARGUARD | 365 Bettis Academy RD | United States | South Carolina | Aiken | Graniteville | 29829 | 0.92 | 0.89
3759 | 45A10 | ALLENDALE ARMORY | 450NG | SOUTH CAROLINA NATIONAL GUARD | ARGUARD | 1 Courthouse SQ | United States | South Carolina | Allendale | Allendale | 29810 | 0.92 | 0.89
188737 | 820622 | 3 APPLEDOWN CT ANDERSON | 70132 | INDEPENDENT DUTY HOUSING PROGRAM | USACE | 3 Appledown Court | United States | South Carolina | Anderson | Anderson | 29621 | 0.92 | 0.89
189444 | 821564 | 109 RIVIERA CIRCLE ANDERSON | 70132 | INDEPENDENT DUTY HOUSING PROGRAM | USACE | 109 Riviera Circle | United States | South Carolina | Anderson | Anderson | 29621 | 0.92 | 0.89
190320 | 822397 | 217 SAVANNAH DRIVE ANDERSON | 70132 | INDEPENDENT DUTY HOUSING PROGRAM | USACE | 217 Savannah Drive | United States | South Carolina | Anderson | Anderson | 29621 | 0.92 | 0.89
190472 | 822688 | 120 FALCONS LANDING ANDERSON | 70132 | INDEPENDENT DUTY HOUSING PROGRAM | USACE | 120 Falcons Landing | United States | South Carolina | Anderson | Anderson | 29621 | 0.92 | 0.89
3805 | 45A23 | ANDERSON READINESS CENTER | 450NG | SOUTH CAROLINA NATIONAL GUARD | ARGUARD | 3111 Mall RD | United States | South Carolina | Anderson | Anderson | 29625 | 0.92 | 0.89
184761 | 82387-12220 | MALL RD ANDERSON | 82387 | JOINT RECRUITING PROGRAM | USACE | 3215 MALL ROAD SUITE R | United States | South Carolina | Anderson | Anderson | 29625 | 0.92 | 0.89
3990 | 45A50 | BELTON ARMORY | 450NG | SOUTH CAROLINA NATIONAL GUARD | ARGUARD | 700 Blue Ridge AVE | United States | South Carolina | Anderson | Belton | 29627 | 0.92 | 0.89
3933 | 45A35 | BARNWELL ARMORY | 450NG | SOUTH CAROLINA NATIONAL GUARD | ARGUARD | 2501 Marlboro AVE | United States | South Carolina | Barnwell | Barnwell | 29812 | 0.92 | 0.89
1337 | N50173 | NAVHOSP BEAUFORT SC | N50173 | NAVHOSP BEAUFORT SC | NAVACT | 1 Pinckney Blvd | United States | South Carolina | Beaufort | Beaufort | 29902 | 0.96 | 0.92
182950 | 82387-11461 | CAROLINA COVE BEAUFORT | 82387 | JOINT RECRUITING PROGRAM | USACE | 21 HWY, CAROLINA COVE EXE SUITE 105 | United States | South Carolina | Beaufort | Beaufort | 29902 | 0.96 | 0.92
42 | M60169-0002 | TRACT LV | M60169 | MCAS BEAUFORT SC | MCACT | NO PHYSICAL ADDRESS | United States | South Carolina | Beaufort | Beaufort | 29904 | 0.96 | 0.92
43 | M60169-0003 | TRACT LIX | M60169 | MCAS BEAUFORT SC | MCACT | LOCAL DIRECTIONS LIX | United States | South Carolina | Beaufort | Beaufort | 29904 | 0.96 | 0.92
44 | M60169-0004 | SITE 4 | M60169 | MCAS BEAUFORT SC | MCACT | LOCAL DIRECTIONS 4 | United States | South Carolina | Beaufort | Beaufort | 29904 | 0.96 | 0.92
1140 | M60169-0005 | SITE 5 | M60169 | MCAS BEAUFORT SC | MCACT | LOCAL DIRECTIONS 5 | United States | South Carolina | Beaufort | Beaufort | 29904 | 0.96 | 0.92
46 | M60169-0007 | MCAS BEAUFORT MAIN BASE | M60169 | MCAS BEAUFORT SC | MCACT | 601 Geiger Boulevard | United States | South Carolina | Beaufort | Beaufort | 29906 | 0.96 | 0.92
188936 | M60169-0008 | WALSH LE | M60169 | MCAS BEAUFORT SC | MCACT |  | United States | South Carolina | Beaufort | Beaufort | 29906 | 0.96 | 0.92
188937 | M60169-0009 | WALSH RE | M60169 | MCAS BEAUFORT SC | MCACT |  | United States | South Carolina | Beaufort | Beaufort | 29906 | 0.96 | 0.92
188938 | M60169-0010 | WALSH RE2 | M60169 | MCAS BEAUFORT SC | MCACT |  | United States | South Carolina | Beaufort | Beaufort | 29906 | 0.96 | 0.92
188939 | M60169-0011 | WALSH PURCHASE | M60169 | MCAS BEAUFORT SC | MCACT |  | United States | South Carolina | Beaufort | Beaufort | 29906 | 0.96 | 0.92
191281 | M60169-0014 | CLARENDON FARMS NORTH SITE | M60169 | MCAS BEAUFORT SC | MCACT |  | United States | South Carolina | Beaufort | Beaufort | 29906 | 0.96 | 0.92
191282 | M60169-0015 | CLARENDON FARMS SOUTH | M60169 | MCAS BEAUFORT SC | MCACT |  | United States | South Carolina | Beaufort | Beaufort | 29906 | 0.96 | 0.92
191287 | M60169-0012 | LUCKY EASEMENT | M60169 | MCAS BEAUFORT SC | MCACT |  | United States | South Carolina | Beaufort | Beaufort | 29906 | 0.96 | 0.92
191288 | M60169-0017 | ADAMS EASEMENT WEST | M60169 | MCAS BEAUFORT SC | MCACT |  | United States | South Carolina | Beaufort | Beaufort | 29906 | 0.96 | 0.92
191289 | M60169-0018 | ADAMS EASEMENT EAST | M60169 | MCAS BEAUFORT SC | MCACT |  | United States | South Carolina | Beaufort | Beaufort | 29906 | 0.96 | 0.92
191283 | M60169-0013 | BATTEY WILSON | M60169 | MCAS BEAUFORT SC | MCACT |  | United States | South Carolina | Beaufort | Beaufort | 29907 | 0.96 | 0.92
191284 | M60169-0016 | RATHBUN EASEMENT | M60169 | MCAS BEAUFORT SC | MCACT |  | United States | South Carolina | Beaufort | Beaufort | 29907 | 0.96 | 0.92
41 | M60169-0001 | LB HOUSING | M60169 | MCAS BEAUFORT SC | MCACT | 66 Capehart Drive | United States | South Carolina | Beaufort | Laurel Bay | 29906 | 0.96 | 0.92
23 | M00263-0001 | MCRD BEAUFORT MAIN BASE | M00263 | MCRD BEAUFORT PI SC | MCACT | 154 Boulevard De France | United States | South Carolina | Beaufort | Parris Island | 29902 | 0.96 | 0.92
191293 | M60169-0019 | MCLEOD EASEMENT | M60169 | MCAS BEAUFORT SC | MCACT |  | United States | South Carolina | Beaufort | Seabrook | 29940 | 0.96 | 0.92
135 | M67021-0003 | CHARLESTON SC | M67021 | HDQTRS 4TH MAW NEW ORLEANS LA | MCRES | 2517 Vector Avenue | United States | South Carolina | Berkeley | Goose Creek | 29406 | 0.98 | 0.96
213 | DKGV0001 | JOINT BASE CHARLESTON NAVAL WEAPONS STATION | DKFX | JOINT BASE CHARLESTON | AFACT | 2316 Red Bank Road | United States | South Carolina | Berkeley | Goose Creek | 29445 | 0.98 | 0.96
170290 | 45A76 | CHARLESTON STORE FRONT LEASE | 450NG | SOUTH CAROLINA NATIONAL GUARD | ARGUARD |  | United States | South Carolina | Berkeley | Goose Creek | 29445 | 0.98 | 0.96
182295 | 82387-13008 | ST. JAMES AVE GOOSE CREEK | 82387 | JOINT RECRUITING PROGRAM | USACE | 220 ST JAMES AVE FIDELIS BLDG | United States | South Carolina | Berkeley | Goose Creek | 29445 | 0.98 | 0.96
190298 | 823036 | 1661 REDBANK RD GOOSE CREEK | 82387 | JOINT RECRUITING PROGRAM | USACE | 1661 Redbank Road | United States | South Carolina | Berkeley | Goose Creek | 29445 | 0.98 | 0.96
802 | JBCS0001 | JOINT BASE CHARLESTON SHORT STAY | DKFX | JOINT BASE CHARLESTON | AFACT |  | United States | South Carolina | Berkeley | Moncks Corner | 29461 | 0.98 | 0.96
6235 | 45D07 | MONCKS CORNER ARMORY | 450NG | SOUTH CAROLINA NATIONAL GUARD | ARGUARD |  | United States | South Carolina | Berkeley | Moncks Corner | 29461 | 0.98 | 0.96
1580 | DKSK0001 | CHARLESTON DEFENSE FUEL SUPPORT POINT SITE # 1 | DKFX | JOINT BASE CHARLESTON | AFACT | 5862 North Rhett Avenue | United States | South Carolina | Berkeley | Unknown | 29406 | 0.98 | 0.96
187453 | 800884 | EAST BAY STREET CHARLESTON | 82387 | JOINT RECRUITING PROGRAM | USACE | East Bay Street | United States | South Carolina | Charleston | Charleston | 29401 | 0.95 | 0.94
185438 | 27861-10006 | CHARLESTON NAVAL BASE CHARLESTON | 27861 |  | USACE |  | United States | South Carolina | Charleston | Charleston | 29405 | 0.95 | 0.94
185440 | 82387-10772 | 3600 RIVERS AVENUE N CHARLESTON | 82387 | JOINT RECRUITING PROGRAM | USACE | 3600 RIVERS AVENUE NAVY RESERVE RECRUITING CENTER | United States | South Carolina | Charleston | Charleston | 29405 | 0.95 | 0.94
6342 | 45601 | N CHARLESTON USARC/AMSA #121 | 01530 | 81ST RRC - ALABAMA | ARRES | Bldgs. 3270 & 3271, 1050 Remount Road | United States | South Carolina | Charleston | Charleston | 29406 | 0.95 | 0.94
6347 | 45800 | N.CHARLESTON USARC | 01530 | 81ST RRC - ALABAMA | ARRES | Bldg. 3370, 1050 Remount Road | United States | South Carolina | Charleston | Charleston | 29406 | 0.95 | 0.94
185439 | 01530-10014 | 5TH STREET CHARLESTON | 01530 | 81ST RRC - ALABAMA | ARRES | 5TH STREET NAVAL STATION ANNEX | United States | South Carolina | Charleston | Charleston | 29406 | 0.95 | 0.94
185443 | 82387-12539 | NORTHBROOK BLVD CHARLESTON | 82387 | JOINT RECRUITING PROGRAM | USACE | 2070 NORTHBROOK BLVD SUITES A2,A3,A3 HALF,A4 | United States | South Carolina | Charleston | Charleston | 29406 | 0.95 | 0.94
185436 | 82387-12900 | SAM RITTENBURG CHARLESTON | 82387 | JOINT RECRUITING PROGRAM | USACE | 1660 SAM RITTENBURG | United States | South Carolina | Charleston | Charleston | 29407 | 0.95 | 0.94
9469 | 45792 | CHARLESTON INDOOR FIRE RANGE | 450NG | SOUTH CAROLINA NATIONAL GUARD | ARGUARD |  | United States | South Carolina | Charleston | Charleston | 29409 | 0.95 | 0.94
170291 | 45A68 | CITADEL STOREFRONT LEASE | 450NG | SOUTH CAROLINA NATIONAL GUARD | ARGUARD |  | United States | South Carolina | Charleston | Charleston | 29409 | 0.95 | 0.94
170765 | 45A72 | CHARLESTON READINESS CENTER | 450NG | SOUTH CAROLINA NATIONAL GUARD | ARGUARD |  | United States | South Carolina | Charleston | Charleston | 29409 | 0.95 | 0.94
190972 | N42237-CT | NROTC THE CITADEL | N42237 | SUBASE KINGS BAY GA | NAVACT |  | United States | South Carolina | Charleston | Charleston | 29409 | 0.95 | 0.94
185442 | 18081-10097 | 2316 RED BANK ROAD CHARLESTON | 18081 | ARMY MISSION SUPPORT | USACE | 2316 RED BANK ROAD NAVY WEAPONS STATION | United States | South Carolina | Charleston | Charleston | 29445 | 0.95 | 0.94
187147 | 18081-10277 | CAPE ROMAIN ROAD CHARLESTON | 18081 | ARMY MISSION SUPPORT | USACE | CAPE ROMAIN ROAD NAVY WEAPONS STATION | United States | South Carolina | Charleston | Charleston | 29492 | 0.95 | 0.94
6304 | 45D10 | MT PLEASANT ARMORY | 450NG | SOUTH CAROLINA NATIONAL GUARD | ARGUARD | 245 Mathis Ferry RD | United States | South Carolina | Charleston | Mt Pleasant | 29465 | 0.95 | 0.94
1185 | JBCY0001 | JOINT BASE CHARLESTON NORTH YARD | DKFX | JOINT BASE CHARLESTON | AFACT |  | United States | South Carolina | Charleston | North Charleston | 29405 | 0.95 | 0.94
170647 | JBCA0001 | JOINT BASE CHARLESTON AIR PARK | DKFX | JOINT BASE CHARLESTON | AFACT |  | United States | South Carolina | Charleston | North Charleston | 29406 | 0.95 | 0.94
189107 | 821035 | 4600 GOER DRIVE NORTH CHARLESTON | 82387 | JOINT RECRUITING PROGRAM | USACE | 4600 Goer Drive | United States | South Carolina | Charleston | North Charleston | 29406 | 0.95 | 0.94
554 | JBCG0001 | ISSOT NORTH CHARLESTON | N42237 | SUBASE KINGS BAY GA | NAVACT |  | United States | South Carolina | Charleston | North Charleston | 29418 | 0.95 | 0.94
6561 | 45A75 | NORTH CHARLESTON ARMORY | 450NG | SOUTH CAROLINA NATIONAL GUARD | ARGUARD | 7220 Cross County RD | United States | South Carolina | Charleston | North Charleston | 29418 | 0.95 | 0.94
186578 | 82387-11337 | ASHLEY PHOS RD NORTH CHARLESTON | 82387 | JOINT RECRUITING PROGRAM | USACE | 3614 ASHLEY PHOS RD SUITE D | United States | South Carolina | Charleston | North Charleston | 29418 | 0.95 | 0.94
1186 | JBCE0001 | JOINT BASE CHARLESTON ENGINEERING SUPPORT | DKFX | JOINT BASE CHARLESTON | AFACT |  | United States | South Carolina | Charleston | North Charleston | 29505 | 0.98 | 0.96
505 | JBCI0001 | JOINT BASE CHARLESTON SULLIVAN'S ISLAND | DKFX | JOINT BASE CHARLESTON | AFACT |  | United States | South Carolina | Charleston | Sullivans Island | 29419 | 0.98 | 0.96
1579 | DKFX0001 | CHARLESTON AFB SITE # 1 | DKFX | JOINT BASE CHARLESTON | AFACT | 700 Hill Boulevard | United States | South Carolina | Charleston | Unknown | 29404 | 0.98 | 0.96
2366 | LEFD0001 | HUNLEY PARK MILITARY FAMILY HOUSING SITE # 1 | DKFX | JOINT BASE CHARLESTON | AFACT | 390 Maryland Avenue | United States | South Carolina | Charleston | Unknown | 29404 | 0.98 | 0.96
5143 | 45B85 | GAFFNEY ARMORY | 450NG | SOUTH CAROLINA NATIONAL GUARD | ARGUARD | 410 Hampshire DR | United States | South Carolina | Cherokee | Gaffney | 29341 | 0.92 | 0.89
190600 | 820962 | 1417 FLOYD BAKER BLVD GAFFNEY | 82387 | JOINT RECRUITING PROGRAM | USACE | 1417 Floyd Baker Boulevard | United States | South Carolina | Cherokee | Gaffney | 29341 | 0.92 | 0.89
4416 | 45A90 | CHESTER ARMORY | 450NG | SOUTH CAROLINA NATIONAL GUARD | ARGUARD | 1025 Armory RD | United States | South Carolina | Chester | Chester | 29706 | 0.92 | 0.89
4411 | 45A85 | CHERAW ARMORY | 450NG | SOUTH CAROLINA NATIONAL GUARD | ARGUARD | US HWY 1 S | United States | South Carolina | Chesterfield | Cheraw | 29520 | 0.92 | 0.89
2754 | PBKD0001 | MANNING MINI MUTE (SHA2) SITE # 1 | VLSB | SHAW AIR FORCE BASE | AFACT | ALDERMAN S. CAMP RD | United States | South Carolina | Clarendon | Manning | 29102 | 0.92 | 0.89
6058 | 45C95 | MANNING ARMORY | 450NG | SOUTH CAROLINA NATIONAL GUARD | ARGUARD | 2883 Racoon RD | United States | South Carolina | Clarendon | Manning | 29102 | 0.92 | 0.89
3326 | WMCR0001 | SUMMERTON MINI MUTE (SHA4) SITE # 1 | VLSB | SHAW AIR FORCE BASE | AFACT | US HIGHWAY 15 | United States | South Carolina | Clarendon | Summerton | 29148 | 0.92 | 0.89
7769 | 45E00 | WALTERBORO ARMORY | 450NG | SOUTH CAROLINA NATIONAL GUARD | ARGUARD | 608 W Missouri ST | United States | South Carolina | Colleton | Walterboro | 29488 | 0.92 | 0.89
4651 | 45B40 | DARLINGTON ARMORY | 450NG | SOUTH CAROLINA NATIONAL GUARD | ARGUARD | 1764 Harry Byrd HWY | United States | South Carolina | Darlington | Darlington | 29532 | 0.92 | 0.89
190016 | 45C24 | FLORENCE FMS | 450NG | SOUTH CAROLINA NATIONAL GUARD | ARGUARD |  | United States | South Carolina | Darlington | Darlington | 29532 | 0.92 | 0.89
5374 | 45C20 | HARTSVILLE ARMORY AND OMS 11 | 450NG | SOUTH CAROLINA NATIONAL GUARD | ARGUARD | 700 14th ST | United States | South Carolina | Darlington | Hartsville | 29550 | 0.92 | 0.89
4727 | 45B45 | DILLON ARMORY | 450NG | SOUTH CAROLINA NATIONAL GUARD | ARGUARD | 1119 HWY 34 W | United States | South Carolina | Dillon | Dillon | 29536 | 0.92 | 0.89
186666 | 800885 | RADFORD BLVD DILLON | 82387 | JOINT RECRUITING PROGRAM | USACE | Radford Boulevard | United States | South Carolina | Dillon | Dillon | 29536 | 0.92 | 0.89
170036 | 45252 | SUMMERVILLE READINESS CENTER (LEASE) | 450NG | SOUTH CAROLINA NATIONAL GUARD | ARGUARD |  | United States | South Carolina | Dorchester | Summerville | 29483 | 0.92 | 0.89
7467 | 45D83 | SUMMERVILLE | 450NG | SOUTH CAROLINA NATIONAL GUARD | ARGUARD | 301 N Hickory ST | United States | South Carolina | Dorchester | Summerville | 29485 | 0.92 | 0.89
185328 | 82387-11360 | BACONS BRIDGE RD SUMMERVILLE | 82387 | JOINT RECRUITING PROGRAM | USACE | 975 BACONS BRIDGE RD SUITES 101-102 | United States | South Carolina | Dorchester | Summerville | 29485 | 0.92 | 0.89
2395 | LUAJ0001 | JEDBURG RADAR SITE SITE # 1 | DKFX | JOINT BASE CHARLESTON | AFACT | 100 FAA Road | United States | South Carolina | Dorchester | Unknown | 29437 | 0.92 | 0.89
4818 | 45B60 | EDGEFIELD ARMORY & FMS 6 | 450NG | SOUTH CAROLINA NATIONAL GUARD | ARGUARD | 225 Augusta RD | United States | South Carolina | Edgefield | Edgefield | 29824 | 0.92 | 0.89
5068 | 45655 | FRANCES MARION USARC | 01530 | 81ST RRC - ALABAMA | ARRES | 201 South Cashua Drive | United States | South Carolina | Florence | Florence | 29501 | 0.92 | 0.89
182905 | 82387-12820 | S IRBY ST FLORENCE | 82387 | JOINT RECRUITING PROGRAM | USACE | 2600 S IRBY STREET | United States | South Carolina | Florence | Florence | 29501 | 0.92 | 0.89
190144 | 45B72 | FLORENCE COUNTY REGIONAL READINESS CENTER | 450NG | SOUTH CAROLINA NATIONAL GUARD | ARGUARD |  | United States | South Carolina | Florence | Florence | 29501 | 0.92 | 0.89
4959 | 45B70 | FLORENCE ARMORY & FMS 12 | 450NG | SOUTH CAROLINA NATIONAL GUARD | ARGUARD | 400 S Greer RD | United States | South Carolina | Florence | Florence | 29501 | 0.92 | 0.89
182906 | 82387-10059 | 104 SEBRELL STREET FLORENCE | 82387 | JOINT RECRUITING PROGRAM | USACE | 104 SEBRELL STREET | United States | South Carolina | Florence | Florence | 29505 | 0.92 | 0.89
3112 | SHKX0001 | OLANTA MINI MUTE (SHA1) SITE # 1 | VLSB | SHAW AIR FORCE BASE | AFACT | Route 341 | United States | South Carolina | Florence | Olanta | 29114 | 0.92 | 0.89
7554 | 45D90 | TIMMONSVILLE ARMORY | 450NG | SOUTH CAROLINA NATIONAL GUARD | ARGUARD | 2375 State R 21 E | United States | South Carolina | Florence | Timmonsville | 29161 | 0.92 | 0.89
1378 | AJXJ0001 | ANDREWS ANNEX SITE # 1 | VLSB | SHAW AIR FORCE BASE | AFACT | 200 Boyd Drive | United States | South Carolina | Georgetown | Andrews | 29510 | 0.92 | 0.89
3810 | 45A25 | ANDREWS ARMORY | 450NG | SOUTH CAROLINA NATIONAL GUARD | ARGUARD | 401 W Main ST | United States | South Carolina | Georgetown | Andrews | 29510 | 0.92 | 0.89
183845 | 82387-12371 | N FRASER GEORGETOWN | 82387 | JOINT RECRUITING PROGRAM | USACE | 1173 N. FRASER WINYAH VILLAGE SC | United States | South Carolina | Georgetown | Georgetown | 29440 | 0.92 | 0.89
5191 | 45B90 | GEORGETOWN ARMORY | 450NG | SOUTH CAROLINA NATIONAL GUARD | ARGUARD | 3777 S Frasier ST | United States | South Carolina | Georgetown | Georgetown | 29442 | 0.92 | 0.89
190258 | 822592 | 1004 WOODALL COURT CONWAY | 70132 | INDEPENDENT DUTY HOUSING PROGRAM | USACE | 1004 Woodall Court | United States | South Carolina | Greenville | Conway | 29526 | 0.92 | 0.89
5065 | 45B81 | FOUNTAIN INN ARMORY | 450NG | SOUTH CAROLINA NATIONAL GUARD | ARGUARD | 150 Speedway DR | United States | South Carolina | Greenville | Fountain Inn | 29644 | 0.92 | 0.89
182459 | 82387-10562 | 24 VARDRY ST SUITE 105 GREENVILLE | 82387 | JOINT RECRUITING PROGRAM | USACE | 24 VARDRY ST, SUITE 105 VARDRY EXECUTIVE CTR | United States | South Carolina | Greenville | Greenville | 29601 | 0.92 | 0.89
1200 | N42237-GV | NOSC-MCRC GREENVILE SC | N42237 | SUBASE KINGS BAY GA | NAVACT | 699 Perimeter Road, Donaldson Center | United States | South Carolina | Greenville | Greenville | 29605 | 0.92 | 0.89
3670 | 45726 | 1LT THOMAS KUKOWSKI USARC | 01530 | 81ST RRC - ALABAMA | ARRES | 814 Perimeter Road | United States | South Carolina | Greenville | Greenville | 29605 | 0.92 | 0.89
182461 | 01530-10007 | 200 PERIMETER ROAD GREENVILLE | 01530 | 81ST RRC - ALABAMA | ARRES | 200 PERIMETER ROAD USAR CENTER | United States | South Carolina | Greenville | Greenville | 29605 | 0.92 | 0.89
5287 | 45B95 | GREENVILLE ARMORY | 450NG | SOUTH CAROLINA NATIONAL GUARD | ARGUARD | 209 Perimeter RD | United States | South Carolina | Greenville | Greenville | 29605 | 0.92 | 0.89
187983 | 45B97 | AASF UPSTATE | 450NG | SOUTH CAROLINA NATIONAL GUARD | ARGUARD |  | United States | South Carolina | Greenville | Greenville | 29605 | 0.92 | 0.89
190136 | 45B98 | GREENVILLE TRAINING SITE | 450NG | SOUTH CAROLINA NATIONAL GUARD | ARGUARD |  | United States | South Carolina | Greenville | Greenville | 29605 | 0.92 | 0.89
190860 | 45B93 | GREENVILLE FMS | 450NG | SOUTH CAROLINA NATIONAL GUARD | ARGUARD |  | United States | South Carolina | Greenville | Greenville | 29605 | 0.92 | 0.89
6028 | 45725 | MAHON USARC/AMSA #127(G) | 01530 | 81ST RRC - ALABAMA | ARRES | 2201 Laurens Road | United States | South Carolina | Greenville | Greenville | 29607 | 0.92 | 0.89
182460 | 82387-11490 | CENTURY DR GREENVILLE | 82387 | JOINT RECRUITING PROGRAM | USACE | 5 CENTURY DRIVE, SUITE 120 | United States | South Carolina | Greenville | Greenville | 29607 | 0.92 | 0.89
182458 | 82387-12632 | PELHAM RD GREENVILLE | 82387 | JOINT RECRUITING PROGRAM | USACE | 115 PELHAM RD PELHAM SHPG CTR | United States | South Carolina | Greenville | Greenville | 29615 | 0.92 | 0.89
184287 | 82387-11834 | FAIRVIEW RD SIMPSONVILLE | 82387 | JOINT RECRUITING PROGRAM | USACE | Fairview Road | United States | South Carolina | Greenville | Simpsonville | 29680 | 0.92 | 0.89
190740 | 823024 | 119 EAST GLOHAVEN PL SIMPSONVILLE | 70132 | INDEPENDENT DUTY HOUSING PROGRAM | USACE | 119 East Glohaven Place | United States | South Carolina | Greenville | Simpsonville | 29681 | 0.92 | 0.89
190983 | 823420 | 108 RED ROME COURT SIMPSONVILLE | 70132 | INDEPENDENT DUTY HOUSING PROGRAM | USACE | 108 Red Rome Court | United States | South Carolina | Greenville | Simpsonville | 29681 | 0.92 | 0.89
191669 | 824108 | 131 JORDAN CREST CT SIMPSONVILLE | 70132 | INDEPENDENT DUTY HOUSING PROGRAM | USACE | 131 Jordan Crest Court | United States | South Carolina | Greenville | Simpsonville | 29681 | 0.92 | 0.89
7538 | 45745 | THOMAS DRY HOWIE USARC | 01530 | 81ST RRC - ALABAMA | ARRES | 1514 Highway 221 East | United States | South Carolina | Greenwood | Greenwood | 29646 | 0.92 | 0.89
5292 | 45C00 | GREENWOOD ARMORY & FMS 4 | 450NG | SOUTH CAROLINA NATIONAL GUARD | ARGUARD | 518 Emerald RD | United States | South Carolina | Greenwood | Greenwood | 29648 | 0.92 | 0.89
184241 | 82387-12006 | HIGHWAY 72 BYPASS GREENWOOD | 82387 | JOINT RECRUITING PROGRAM | USACE | 420 HIGHWAY 72 BYPASS GREENWOOD MALL, SPACE 42 | United States | South Carolina | Greenwood | Greenwood | 29649 | 0.92 | 0.89
190706 | 711187 | 811 MONTAGUE AVE. GREENWOOD | 82387 | JOINT RECRUITING PROGRAM | USACE | 811 Montague Ave. | United States | South Carolina | Greenwood | Greenwood | 29649 | 0.92 | 0.89
5457 | 45C26 | HODGES ARMORY | 450NG | SOUTH CAROLINA NATIONAL GUARD | ARGUARD | 6918 HWY 25 N | United States | South Carolina | Greenwood | Hodges | 29653 | 0.92 | 0.89
7700 | 45C16 | VARNVILLE ARMORY AND FMS 14 | 450NG | SOUTH CAROLINA NATIONAL GUARD | ARGUARD | 81 Main ST | United States | South Carolina | Hampton | Varnville | 29944 | 0.92 | 0.89
190132 | 45C17 | VARNVILLE FMS | 450NG | SOUTH CAROLINA NATIONAL GUARD | ARGUARD |  | United States | South Carolina | Hampton | Varnville | 29944 | 0.92 | 0.89
4541 | 45B35 | CONWAY ARMORY | 450NG | SOUTH CAROLINA NATIONAL GUARD | ARGUARD | 16th AVE | United States | South Carolina | Horry | Conway | 29526 | 0.92 | 0.89
190145 | 45B34 | HORRY COUNTY REGIONAL READINESS CENTER | 450NG | SOUTH CAROLINA NATIONAL GUARD | ARGUARD |  | United States | South Carolina | Horry | Conway | 29526 | 0.92 | 0.89
6340 | 45D20 | MYRTLE BEACH ARMORY | 450NG | SOUTH CAROLINA NATIONAL GUARD | ARGUARD | 501 19th AVE S | United States | South Carolina | Horry | Myrtle Beach | 29577 | 0.92 | 0.89
6341 | 45590 | MYRTLE BEACH USARC (BRAC 93) | 01530 | 81ST RRC - ALABAMA | ARRES | 3392 Phillis Blvd | United States | South Carolina | Horry | Myrtle Beach | 29577 | 0.92 | 0.89
188707 | 820012 | 2000 COASTAL GRAND CIRCLE MYRTLE BEACH | 82387 | JOINT RECRUITING PROGRAM | USACE | 2000 Coastal Grand Circle | United States | South Carolina | Horry | Myrtle Beach | 29577 | 0.92 | 0.89
184763 | 82387-10786 | 3759 RENEE DRIVE MYRTLE BEACH | 82387 | JOINT RECRUITING PROGRAM | USACE | 3759 RENEE DRIVE | United States | South Carolina | Horry | Myrtle Beach | 29579 | 0.92 | 0.89
3047 | RDRD0001 | MYRTLE BEACH AIR FORCE BASE SITE # 1 | VKAG | SEYMOUR JOHNSON AIR FORCE BS | AFACT | FARROW PKWY | United States | South Carolina | Horry | Unknown | 29579 | 0.92 | 0.89
3405 | YMUZ0001 | WATEREE RECREATIONAL ANNEX SITE # 1 | VLSB | SHAW AIR FORCE BASE | AFACT | 2030 Baron Dekalb Road | United States | South Carolina | Kershaw | Camden | 29020 | 0.92 | 0.89
4224 | 45A65 | CAMDEN ARMORY | 450NG | SOUTH CAROLINA NATIONAL GUARD | ARGUARD | 1100 Ehrenclou DR | United States | South Carolina | Kershaw | Camden | 29020 | 0.92 | 0.89
5795 | 45C60 | LANCASTER ARMORY | 450NG | SOUTH CAROLINA NATIONAL GUARD | ARGUARD | 803 Nichols RD | United States | South Carolina | Lancaster | Lancaster | 29720 | 0.92 | 0.89
4468 | 45B10 | CLINTON ARMORY | 450NG | SOUTH CAROLINA NATIONAL GUARD | ARGUARD | 18040 HWY 72 E | United States | South Carolina | Laurens | Clinton | 29325 | 0.92 | 0.89
5832 | 45C65 | LAURENS ARMORY | 450NG | SOUTH CAROLINA NATIONAL GUARD | ARGUARD | 302 N Harper ST | United States | South Carolina | Laurens | Laurens | 29360 | 0.92 | 0.89
3944 | 45A40 | BATESBURG ARMORY | 450NG | SOUTH CAROLINA NATIONAL GUARD | ARGUARD | 206 Armory ST | United States | South Carolina | Lexington | Batesburg | 29006 | 0.92 | 0.89
188548 | 820381 | 601 MAIN STREET COLUMBIA | 82387 | JOINT RECRUITING PROGRAM | USACE | 601 Main Street | United States | South Carolina | Lexington | Columbia | 29201 | 0.87 | 0.84
319 | JBCB0001 | JOINT BASE CHARLESTON SAIL BOAT SLIP IRMO SC | DKFX | JOINT BASE CHARLESTON | AFACT |  | United States | South Carolina | Lexington | Columbia | 29212 | 0.87 | 0.84
187839 | 810109 | 110 FORUM DRIVE COLUMBIA | 82387 | JOINT RECRUITING PROGRAM | USACE | 110 Forum Drive | United States | South Carolina | Lexington | Columbia | 29223 | 0.87 | 0.84
188670 | 820124 | 130 FORUM RD SUITE 4 COLUMBIA | 82387 | JOINT RECRUITING PROGRAM | USACE | 130 Forum Drive | United States | South Carolina | Lexington | Columbia | 29223 | 0.87 | 0.84
190718 | 703390 | 9600 TWO NOTCH COLUMBIA | 82387 | JOINT RECRUITING PROGRAM | USACE | 9600 Two Notch Road | United States | South Carolina | Lexington | Columbia | 29223 | 0.87 | 0.84
170312 | 45C80 | LEXINGTON STOREFRONT RR OFFICE | 450NG | SOUTH CAROLINA NATIONAL GUARD | ARGUARD |  | United States | South Carolina | Lexington | Lexington | 29072 | 0.87 | 0.84
182945 | 800290 | 5135 SUNSET BLVD LEXINGTON | 82387 | JOINT RECRUITING PROGRAM | USACE | 5135 Sunset Boulevard | United States | South Carolina | Lexington | Lexington | 29072 | 0.87 | 0.84
182946 | 82387-13044 | SUNSET BLVD LEXINGTON | 82387 | JOINT RECRUITING PROGRAM | USACE | 5570-A2 SUNSET BLVD EAST TOWNE CENTER | United States | South Carolina | Lexington | Lexington | 29072 | 0.87 | 0.84
190137 | 45C79 | LEXINGTON COUNTY REGIONAL READINESS CENTER | 450NG | SOUTH CAROLINA NATIONAL GUARD | ARGUARD | 109 Old Chapin Road | United States | South Carolina | Lexington | Lexington | 29072 | 0.87 | 0.84
9486 | 45566 | MULLINS-FMS 7 | 450NG | SOUTH CAROLINA NATIONAL GUARD | ARGUARD |  | United States | South Carolina | Lexington | Mullins | 29574 | 0.92 | 0.89
6801 | 45D37 | PINE RIDGE ARMORY | 450NG | SOUTH CAROLINA NATIONAL GUARD | ARGUARD | 1100 Fish Hatchery RD | United States | South Carolina | Lexington | West Columbia | 29171 | 0.87 | 0.84
7743 | 45E14 | W COLUMBIA ARMORY | 450NG | SOUTH CAROLINA NATIONAL GUARD | ARGUARD | 10470 W State HWY 52 | United States | South Carolina | Lexington | West Columbia | 29171 | 0.87 | 0.84
7742 | 45E16 | W COLUMBIA AAOF (LEASE) | 450NG | SOUTH CAROLINA NATIONAL GUARD | ARGUARD | 3528 Platt Springs RD | United States | South Carolina | Lexington | West Columbia | 29172 | 0.87 | 0.84
6079 | 45D00 | MARION ARMORY | 450NG | SOUTH CAROLINA NATIONAL GUARD | ARGUARD | 800 Green ST | United States | South Carolina | Marion | Marion | 29571 | 0.92 | 0.89
6330 | 45D15 | MULLINS ARMORY | 450NG | SOUTH CAROLINA NATIONAL GUARD | ARGUARD | 1018 Gilchrist RD | United States | South Carolina | Marion | Mullins | 29574 | 0.92 | 0.89
4000 | 45A55 | BENNETTSVILLE ARMORY | 450NG | SOUTH CAROLINA NATIONAL GUARD | ARGUARD | 725 S Parsonage ST | United States | South Carolina | Marlboro | Bennettsville | 29512 | 0.92 | 0.89
6128 | 45D05 | MCCORMICK ARMORY | 450NG | SOUTH CAROLINA NATIONAL GUARD | ARGUARD | 715 Bradley ST | United States | South Carolina | McCormick | McCormick | 29835 | 0.92 | 0.89
6318 | 4596A | MTA CLARKS HILL RESERVATION | 450NG | SOUTH CAROLINA NATIONAL GUARD | ARGUARD | 102 Depot ST N | United States | South Carolina | McCormick | Plum Branch | 29845 | 0.92 | 0.89
6417 | 45D24 | NEWBERRY ARMORY | 450NG | SOUTH CAROLINA NATIONAL GUARD | ARGUARD | 275 Henderson RD | United States | South Carolina | Newberry | Newberry | 29108 | 0.92 | 0.89
182266 | 18081-10021 | 1 PROSPERITY FIRE TOWER PROSPERITY | 18081 | ARMY MISSION SUPPORT | USACE | 1 PROSPERITY FIRE TOWER | United States | South Carolina | Newberry | Prosperity | 29127 | 0.92 | 0.89
7222 | 45D70 | SENECA ARMORY | 450NG | SOUTH CAROLINA NATIONAL GUARD | ARGUARD | 1 Dozier RD | United States | South Carolina | Oconee | Seneca | 29679 | 0.92 | 0.89
1710 | FWXY0001 | ELLOREE MINI MUTE (SHA3) SITE # 1 | VLSB | SHAW AIR FORCE BASE | AFACT | McCords Ferry Road | United States | South Carolina | Orangeburg | Elloree | 29047 | 0.92 | 0.89
6645 | 45845 | ORANGEBURG MEMORIAL USARC | 01530 | 81ST RRC - ALABAMA | ARRES | NE of the Intersection of Sprinkle and US Hwy 301 | United States | South Carolina | Orangeburg | Orangeburg | 29115 | 0.92 | 0.89
183422 | 82387-11502 | CHESTNUT NE ORANGEBURG | 82387 | JOINT RECRUITING PROGRAM | USACE | 2390 CHESTNUT NE UNIT C-4 | United States | South Carolina | Orangeburg | Orangeburg | 29115 | 0.92 | 0.89
6644 | 45D30 | ORANGEBURG ARMORY | 450NG | SOUTH CAROLINA NATIONAL GUARD | ARGUARD | 1645 Stonewall Jackson | United States | South Carolina | Orangeburg | Orangeburg | 29116 | 0.92 | 0.89
190242 | 45019 | SSG ANTHONY O. THOMPSON USARC | 01530 | 81ST RRC - ALABAMA | ARRES | 287 John C Calhoun Drive | United States | South Carolina | Orangeburg | Orangeburg | 29118 | 0.92 | 0.89
3089 | SBML0001 | NORTH AIR FORCE AUXILIARY FIELD SITE # 1 | DKFX | JOINT BASE CHARLESTON | AFACT | 270 Slab Landing Road | United States | South Carolina | Orangeburg | Unknown | 29112 | 0.92 | 0.89
4454 | 45B03 | CLEMSON UNIVERSITY DLC | 450NG | SOUTH CAROLINA NATIONAL GUARD | ARGUARD | 519 College AVE | United States | South Carolina | Pickens | Clemson | 29631 | 0.92 | 0.89
5176 | 45625 | GEN ANDREW PICKENS USARC | 01530 | 81ST RRC - ALABAMA | ARRES | 355 Anderson Highway | United States | South Carolina | Pickens | Clemson | 29631 | 0.92 | 0.89
185876 | 45B05 | CLEMSON READINESS CENTER | 450NG | SOUTH CAROLINA NATIONAL GUARD | ARGUARD |  | United States | South Carolina | Pickens | Clemson | 29631 | 0.92 | 0.89
4453 | 45B00 | CLEMSON ARMORY | 450NG | SOUTH CAROLINA NATIONAL GUARD | ARGUARD | 201 Pendleton RD | United States | South Carolina | Pickens | Clemson | 29633 | 0.92 | 0.89
185444 | 82387-13077 | TIGER BLVD CLEMSON 1 | 82387 | JOINT RECRUITING PROGRAM | USACE | 1010 TIGER BOULEVARD | United States | South Carolina | Pickens | Clemson | 29633 | 0.92 | 0.89
4960 | 45B78 | FLORENCE DARLINGTON TECH DLC | 450NG | SOUTH CAROLINA NATIONAL GUARD | ARGUARD | 2115 W Lucas ST | United States | South Carolina | Pickens | Clemson | 29634 | 0.92 | 0.89
182904 | 710587 | 5115-H CALHOUN MEMORIAL DR EASLEY | 82387 | JOINT RECRUITING PROGRAM | USACE | 5115-H CALHOUN MEMORIAL DR UNIT H | United States | South Carolina | Pickens | Easley | 29640 | 0.92 | 0.89
4795 | 45B50 | EASLEY ARMORY | 450NG | SOUTH CAROLINA NATIONAL GUARD | ARGUARD | 107 Rock Mount RD | United States | South Carolina | Pickens | Easley | 29641 | 0.92 | 0.89
6787 | 45D36 | PICKENS ARMORY AND TNG SITE | 450NG | SOUTH CAROLINA NATIONAL GUARD | ARGUARD | 698 Concord Church RD | United States | South Carolina | Pickens | Pickens | 29671 | 0.92 | 0.89
4509 | 45B18 | COLUMBIA TAG | 450NG | SOUTH CAROLINA NATIONAL GUARD | ARGUARD | 1 National Guard RD | United States | South Carolina | Richland | Columbia | 29201 | 0.87 | 0.84
4507 | 45B20 | COLUMBIA ARMORY | 450NG | SOUTH CAROLINA NATIONAL GUARD | ARGUARD | 1225 Bluff RD | United States | South Carolina | Richland | Columbia | 29201 | 0.87 | 0.84
4508 | 45961 | COLUMBIA FIELD | 450NG | SOUTH CAROLINA NATIONAL GUARD | ARGUARD | 1101 Bluff RD | United States | South Carolina | Richland | Columbia | 29201 | 0.87 | 0.84
183425 | 82387-11338 | ASSEMBLY AND LADY ST COLUMBIA | 82387 | JOINT RECRUITING PROGRAM | USACE | 1313, 1315, 1317 ASSEMBLY AND LADY STREET | United States | South Carolina | Richland | Columbia | 29202 | 0.87 | 0.84
183432 | 82387-11591 | DECKER BLVD COLUMBIA 1 | 82387 | JOINT RECRUITING PROGRAM | USACE | 2768A DECKER BLVD | United States | South Carolina | Richland | Columbia | 29206 | 0.87 | 0.84
5017 | 45455 | FORT JACKSON | 45455 | FORT JACKSON | ARACT | Intersection of Jackson Boulevard and Gregg Street. | United States | South Carolina | Richland | Columbia | 29207 | 0.87 | 0.84
183437 | 82387-10011 | 100 EXECUTIVE CENTER COLUMBIA | 82387 | JOINT RECRUITING PROGRAM | USACE | 100 EXECUTIVE CENTER SUITE A-6 | United States | South Carolina | Richland | Columbia | 29210 | 0.87 | 0.84
183438 | 82387-11828 | EXECUTIVE CTR DR COLUMBIA 1 | 82387 | JOINT RECRUITING PROGRAM | USACE | 121 EXECUTIVE CTR DR SUITE 107 | United States | South Carolina | Richland | Columbia | 29210 | 0.87 | 0.84
183435 | 82387-13004 | ST ANDREWS RD COLUMBIA | 82387 | JOINT RECRUITING PROGRAM | USACE | 7001 ST ANDREWS RD MURRAYWOOD SHP CTR | United States | South Carolina | Richland | Columbia | 29212 | 0.87 | 0.84
183423 | 82387-11328 | ARBOR LAKE DR COLUMBIA | 82387 | JOINT RECRUITING PROGRAM | USACE | 400 ARBOR LAKE DR SUITE B-700 | United States | South Carolina | Richland | Columbia | 29223 | 0.87 | 0.84
183426 | 82387-13101 | TWO NOTCH RD COLUMBIA | 82387 | JOINT RECRUITING PROGRAM | USACE | 7201 TWO NOTCH ROAD UNIT BL-268 | United States | South Carolina | Richland | Columbia | 29223 | 0.87 | 0.84
183427 | 82387-13102 | TWO NOTCH RD NORTH COLUMBIA | 82387 | JOINT RECRUITING PROGRAM | USACE | 9300 TWO NOTCH RD SUITE G | United States | South Carolina | Richland | Columbia | 29223 | 0.87 | 0.84
170753 | 45B22 | NECOLA STOREFRONT RECRUITING | 450NG | SOUTH CAROLINA NATIONAL GUARD | ARGUARD |  | United States | South Carolina | Richland | Columbia | 29229 | 0.87 | 0.84
4805 | 45B56 | EASTOVER ARMORY | 450NG | SOUTH CAROLINA NATIONAL GUARD | ARGUARD | 10311 Garners Ferry RD | United States | South Carolina | Richland | Eastover | 29044 | 0.87 | 0.84
755 | N42237-SC | NAVY AND NOSC FT JACKSON COLUMBIA SC | N42237 | SUBASE KINGS BAY GA | NAVACT | 2620 Lee Road | United States | South Carolina | Richland | Fort Jackson | 29206 | 0.87 | 0.84
1199 | JBCC0001 | JOINT BASE CHARLESTON RNCFSU DET 3 | DKFX | JOINT BASE CHARLESTON | NAVACT | 3205 Magruder Avenue | United States | South Carolina | Richland | Fort Jackson | 29207 | 0.87 | 0.84
182908 | 710954 | 2435 MARION AVENUE FORT JACKSON | 66155 |  | USACE | 2435 Marion Avenue | United States | South Carolina | Richland | Fort Jackson | 29207 | 0.87 | 0.84
191615 | PSTE0002 | MCENTIRE JOINT NATIONAL GUARD BASE SITE # 2 | PSTE | MCENTIRE JOINT NATIONAL GUARD BASE | AFGUARD |  | United States | South Carolina | Richland | McEntire | 29044 | 0.87 | 0.84
2793 | PSTE0001 | MCENTIRE JOINT NATIONAL GUARD BASE SITE # 1 | PSTE | MCENTIRE JOINT NATIONAL GUARD BASE | AFGUARD | 1325 South Carolina Road | United States | South Carolina | Richland | Unknown | 29044 | 0.87 | 0.84
7135 | 45D65 | SALUDA ARMORY AND OMS 6A | 450NG | SOUTH CAROLINA NATIONAL GUARD | ARGUARD | 400 Greenwood HWY | United States | South Carolina | Saluda | Saluda | 29138 | 0.92 | 0.89
5294 | 45C10 | GREER ARMORY | 450NG | SOUTH CAROLINA NATIONAL GUARD | ARGUARD | 105 Old Woodruff RD | United States | South Carolina | Spartanburg | Greer | 29651 | 0.92 | 0.89
7237 | 45925 | SGT GARY E. FOSTER USARC | 01530 | 81ST RRC - ALABAMA | ARRES | 1400 W. O. Ezell Blvd | United States | South Carolina | Spartanburg | Spartanburg | 29301 | 0.92 | 0.89
184148 | 82387-13198 | W BLACKSTOCK RD SPARTANBURG | 82387 | JOINT RECRUITING PROGRAM | USACE | 205 W BLACKSTOCK RD WESTGATE MALL | United States | South Carolina | Spartanburg | Spartanburg | 29301 | 0.92 | 0.89
189931 | 822034 | 727 BRIMESTONE LANE SPARTANBURG | 70132 | INDEPENDENT DUTY HOUSING PROGRAM | USACE | 727 Brimstone Lane | United States | South Carolina | Spartanburg | Spartanburg | 29301 | 0.92 | 0.89
7335 | 45D73 | SPARTANBURG READINESS CENTER | 450NG | SOUTH CAROLINA NATIONAL GUARD | ARGUARD | 2223 University ST | United States | South Carolina | Spartanburg | Spartanburg | 29303 | 0.92 | 0.89
7840 | 45E12 | WELLFORD ARMORY | 450NG | SOUTH CAROLINA NATIONAL GUARD | ARGUARD | 1003 Main ST | United States | South Carolina | Spartanburg | Wellford | 29385 | 0.92 | 0.89
3270 | VLSC0001 | SHAW ILS APPROACH CONTROL ANNEX SITE # 1 | VLSB | SHAW AIR FORCE BASE | AFACT | Old Frierson Road | United States | South Carolina | Sumter | Dalzell | 29040 | 0.89 | 0.86
3269 | VLSB0001 | SHAW AIR FORCE BASE SITE # 1 | VLSB | SHAW AIR FORCE BASE | AFACT | 100 Shaw Drive | United States | South Carolina | Sumter | Shaw AFB | 29152 | 0.89 | 0.86
7469 | 45D85 | SUMTER ARMORY | 450NG | SOUTH CAROLINA NATIONAL GUARD | ARGUARD | 510 Nelson AVE | United States | South Carolina | Sumter | Shaw AFB | 29152 | 0.89 | 0.86
190023 | 822095 | 1057 BROAD STREET SUMTER | 82387 | JOINT RECRUITING PROGRAM | USACE | 1057 Broad Street | United States | South Carolina | Sumter | Sumter | 29150 | 0.89 | 0.86
3271 | VLSH0001 | SHAW MIDDLE MARKER ANNEX SITE # 1 | VLSB | SHAW AIR FORCE BASE | AFACT | BROAD ST | United States | South Carolina | Sumter | Sumter | 29152 | 0.89 | 0.86
182853 | 82387-12939 | SHAW DR SUMTER | 82387 | JOINT RECRUITING PROGRAM | USACE | 504 SHAW DRIVE ROOM 2052 | United States | South Carolina | Sumter | Sumter | 29152 | 0.89 | 0.86
3164 | TKFH0001 | POINSETT ELECTRONIC COMBAT RANGE SITE # 1 | VLSB | SHAW AIR FORCE BASE | AFACT | HEADQUARTERS RD. AND HIGHWAY 261 | United States | South Carolina | Sumter | Wedgefield | 29168 | 0.89 | 0.86
7658 | 45D95 | UNION ARMORY AND FMS 8 | 450NG | SOUTH CAROLINA NATIONAL GUARD | ARGUARD | 2017 E Reelfoot Av | United States | South Carolina | Union | Union | 29379 | 0.92 | 0.89
5417 | 45C25 | HEMINGWAY ARMORY & FMS 3 | 450NG | SOUTH CAROLINA NATIONAL GUARD | ARGUARD | 502 E Cribb RD | United States | South Carolina | Williamsburg | Hemingway | 29554 | 0.92 | 0.89
2439 | MGJT0001 | KINGSTREE MINI MUTE (SHA5) | VLSB | SHAW AIR FORCE BASE | AFACT | EMIEL C. BAKER RD | United States | South Carolina | Williamsburg | Kingstree | 29556 | 0.92 | 0.89
5738 | 45C50 | KINGSTREE ARMORY | 450NG | SOUTH CAROLINA NATIONAL GUARD | ARGUARD | 1001 Eland AVE | United States | South Carolina | Williamsburg | Kingstree | 29556 | 0.92 | 0.89
5032 | 45B80 | FORT MILL ARMORY | 450NG | SOUTH CAROLINA NATIONAL GUARD | ARGUARD | 276 Munn RD | United States | South Carolina | York | Fort Mill | 29715 | 0.92 | 0.89
7039 | 45895 | ROCK HILL MEMORIAL USARC | 01530 | 81ST RRC - ALABAMA | ARRES |  | United States | South Carolina | York | Rock Hill | 29730 | 0.92 | 0.89
182267 | 82387-11583 | DAVE LYLE BLVD ROCK HILL | 82387 | JOINT RECRUITING PROGRAM | USACE | 2301 DAVE LYLE BLVD SUITE 105 | United States | South Carolina | York | Rock Hill | 29730 | 0.92 | 0.89
7038 | 45D50 | ROCK HILL ARMORY AND FMS 5 | 450NG | SOUTH CAROLINA NATIONAL GUARD | ARGUARD | 150 Museum RD | United States | South Carolina | York | Rock Hill | 29732 | 0.92 | 0.89
190138 | 45D51 | ROCK HILL FMS | 450NG | SOUTH CAROLINA NATIONAL GUARD | ARGUARD |  | United States | South Carolina | York | Rock Hill | 29732 | 0.92 | 0.89
7997 | 45935 | YORK USARC | 01530 | 81ST RRC - ALABAMA | ARRES | 904 West Liberty Street | United States | South Carolina | York | York | 29745 | 0.92 | 0.89
185331 | 01530-10016 | 904 WEST LIBERTY STREET YORK | 01530 | 81ST RRC - ALABAMA | ARRES | 904 WEST LIBERTY STREET USAR CENTER | United States | South Carolina | York | York | 29745 | 0.92 | 0.89
190139 | 45E40 | YORK COUNTY REGIONAL READINESS CENTER | 450NG | SOUTH CAROLINA NATIONAL GUARD | ARGUARD |  | United States | South Carolina | York | York | 29745 | 0.92 | 0.89
5515 | 46A91 | HURON AIRPORT | 460NG | SOUTH DAKOTA NATIONAL GUARD | ARGUARD | 410 Dakota AVE S | United States | South Dakota | Beadle | Huron | 57350 | 1.01 | 0.98
5516 | 46A90 | HURON READINESS CENTER | 460NG | SOUTH DAKOTA NATIONAL GUARD | ARGUARD | 1030 3Rd ST SW | United States | South Dakota | Beadle | Huron | 57350 | 1.01 | 0.98
7350 | 46C13 | SPRINGFIELD | 460NG | SOUTH DAKOTA NATIONAL GUARD | ARGUARD | 1505 Roosevelt AVE | United States | South Dakota | Bon Homme | Springfield | 57062 | 1.01 | 0.98
4154 | 46A20 | BROOKINGS COMPLEX | 460NG | SOUTH DAKOTA NATIONAL GUARD | ARGUARD | 300 Fifth ST S | United States | South Dakota | Brookings | Brookings | 57006 | 1.01 | 0.98
170242 | 46A21 | BROOKINGS STOREFRONT RECRUIT | 460NG | SOUTH DAKOTA NATIONAL GUARD | ARGUARD |  | United States | South Dakota | Brookings | Brookings | 57006 | 1.01 | 0.98
3700 | 46A05 | ABERDEEN AFRC | 460NG | SOUTH DAKOTA NATIONAL GUARD | ARGUARD | 115 S Roosevelt ST | United States | South Dakota | Brown | Aberdeen | 57401 | 1.01 | 0.98
3701 | 46A06 | ABERDEEN MVSC | 460NG | SOUTH DAKOTA NATIONAL GUARD | ARGUARD | 123 Lincoln ST | United States | South Dakota | Brown | Aberdeen | 57401 | 1.01 | 0.98
3703 | 46T05 | ABERDEEN TA | 460NG | SOUTH DAKOTA NATIONAL GUARD | ARGUARD | S 5th ST | United States | South Dakota | Brown | Aberdeen | 57401 | 1.01 | 0.98
4388 | 46555 | CHARLES J. MILBRANDT AFRC | 27864 | 88TH RRC - MINNESOTA | ARRES |  | United States | South Dakota | Brown | Aberdeen | 57401 | 1.01 | 0.98
183439 | 710863 | 503-509 MOCCASIN DRIVE ABERDEEN | 82387 | JOINT RECRUITING PROGRAM | USACE | 503-509 MOCCASIN Drive | United States | South Dakota | Brown | Aberdeen | 57401 | 1.01 | 0.98
4372 | 46A30 | CHAMBERLAIN ARMORY | 460NG | SOUTH DAKOTA NATIONAL GUARD | ARGUARD | 202 E Kellam ST | United States | South Dakota | Brule | Chamberlain | 57325 | 1.01 | 0.98
4373 | 46A35 | CHAMBERLAIN OMS#6 | 460NG | SOUTH DAKOTA NATIONAL GUARD | ARGUARD | 400 E Good ST | United States | South Dakota | Brule | Chamberlain | 57325 | 1.01 | 0.98
1382 | ALHM0001 | ANTELOPE BUTTE MINI-MUTE RADAR STE 21MM6 SITE # 1 | FXBM | ELLSWORTH AFB | AFACT | 124 Belle Fourche Road (ALHM) | United States | South Dakota | Butte | Belle Fourche | 57717 | 1.01 | 0.98
1468 | BEHK0001 | BELLE FOURCHE RADAR BOMB SCORING SITE SITE # 1 | FXBM | ELLSWORTH AFB | AFACT | 125 Belle Fourche Road (BEHK) | United States | South Dakota | Butte | Belle Fourche | 57717 | 1.01 | 0.98
1612 | EHQT0001 | CONNER (21MM5) RADAR BOMB SCORING SITE SITE # 1 | FXBM | ELLSWORTH AFB | AFACT | 123 Belle Fourche Road | United States | South Dakota | Butte | Belle Fourche | 57717 | 1.01 | 0.98
2361 | LAUT0001 | HORMAN (21MM4)RADAR BOMB SCORING SITE SITE # 1 | FXBM | ELLSWORTH AFB | AFACT | 126 Belle Fourche Road (LAUT) | United States | South Dakota | Butte | Belle Fourche | 57717 | 1.01 | 0.98
3981 | 46A10 | BELLE FOURCHE ARMORY | 460NG | SOUTH DAKOTA NATIONAL GUARD | ARGUARD | 1202 Lawrence ST | United States | South Dakota | Butte | Belle Fourche | 57717 | 1.01 | 0.98
187984 | 46A11 | BELLE FOURCHE MVSC | 460NG | SOUTH DAKOTA NATIONAL GUARD | ARGUARD |  | United States | South Dakota | Butte | Belle Fourche | 57717 | 1.01 | 0.98
6821 | 46B60 | PLATTE | 460NG | SOUTH DAKOTA NATIONAL GUARD | ARGUARD | 401 Iowa AVE | United States | South Dakota | Charles Mix | Platte | 57369 | 1.01 | 0.98
7752 | 46C45 | WAGNER | 460NG | SOUTH DAKOTA NATIONAL GUARD | ARGUARD | 511 E Cherokee | United States | South Dakota | Charles Mix | Wagner | 57380 | 1.01 | 0.98
7704 | 46C40 | VERMILLION ARMORY | 460NG | SOUTH DAKOTA NATIONAL GUARD | ARGUARD | Crawford RD | United States | South Dakota | Clay | Vermillion | 57069 | 1.01 | 0.98
7707 | 46C35 | VERMILLION VEHICLE STORAGE | 460NG | SOUTH DAKOTA NATIONAL GUARD | ARGUARD | 220 S 500 E | United States | South Dakota | Clay | Vermillion | 57069 | 1.01 | 0.98
7705 | 46C42 | VERMILLION COMPOUND | 460NG | SOUTH DAKOTA NATIONAL GUARD | ARGUARD | 117 Market ST | United States | South Dakota | Clay | Vermillion | 57069 | 1.01 | 0.98
7802 | 46C50 | WATERTOWN | 460NG | SOUTH DAKOTA NATIONAL GUARD | ARGUARD | 1700 River DR | United States | South Dakota | Codington | Watertown | 57201 | 1.01 | 0.98
7804 | 46C52 | WATERTOWN TS RG | 460NG | SOUTH DAKOTA NATIONAL GUARD | ARGUARD | 74 DRummond AVE | United States | South Dakota | Codington | Watertown | 57201 | 1.01 | 0.98
184418 | 82387-10291 | 14TH ST SW WATERTOWN | 82387 | JOINT RECRUITING PROGRAM | USACE | 1022 14TH ST SW | United States | South Dakota | Codington | Watertown | 57201 | 1.01 | 0.98
189562 | 46678 | WATERTOWN COMPLEX | 460NG | SOUTH DAKOTA NATIONAL GUARD | ARGUARD |  | United States | South Dakota | Codington | Watertown | 57201 | 1.01 | 0.98
9471 | 46597 | CUSTER MVSC | 460NG | SOUTH DAKOTA NATIONAL GUARD | ARGUARD |  | United States | South Dakota | Custer | Custer | 57730 | 1.01 | 0.98
6225 | 46B30 | MITCHELL COMPLEX | 460NG | SOUTH DAKOTA NATIONAL GUARD | ARGUARD | 5501 Airport RD | United States | South Dakota | Davison | Mitchell | 57301 | 1.01 | 0.98
7834 | 46C55 | WEBSTER | 460NG | SOUTH DAKOTA NATIONAL GUARD | ARGUARD | 715 Main ST | United States | South Dakota | Day | Webster | 57274 | 1.01 | 0.98
6197 | 46B20 | MILBANK ARMORY | 460NG | SOUTH DAKOTA NATIONAL GUARD | ARGUARD | 1001 E Park AVE | United States | South Dakota | Grant | Milbank | 57252 | 1.01 | 0.98
191535 | 46B21 | MILBANK MVSC | 460NG | SOUTH DAKOTA NATIONAL GUARD | ARGUARD |  | United States | South Dakota | Grant | Milbank | 57252 | 1.01 | 0.98
191379 | 46B26 | MILLER STOREFRONT RECRUITING | 460NG | SOUTH DAKOTA NATIONAL GUARD | ARGUARD |  | United States | South Dakota | Hand | Miller | 57362 | 1.01 | 0.98
6207 | 46T44 | MILLER TA | 460NG | SOUTH DAKOTA NATIONAL GUARD | ARGUARD | 201 N Commercial AVE | United States | South Dakota | Hand | St. Lawrence | 57373 | 1.01 | 0.98
185388 | 18081-10634 | SEC10, T113N, R66W SAINT LAWRENCE | 18081 | ARMY MISSION SUPPORT | USACE |  | United States | South Dakota | Hand | St. Lawrence | 57373 | 1.01 | 0.98
6790 | 46B50 | PIERRE | 460NG | SOUTH DAKOTA NATIONAL GUARD | ARGUARD | 3440 E HWY 34 | United States | South Dakota | Hughes | Pierre | 57501 | 1.01 | 0.98
6791 | 46B54 | PIERRE MUSEUM | 460NG | SOUTH DAKOTA NATIONAL GUARD | ARGUARD | 301 E Dakota | United States | South Dakota | Hughes | Pierre | 57501 | 1.01 | 0.98
6792 | 46T42 | PIERRE OAHE TA | 460NG | SOUTH DAKOTA NATIONAL GUARD | ARGUARD | 225 S Pierre ST STE 101 | United States | South Dakota | Hughes | Pierre | 57501 | 1.01 | 0.98
6793 | 46B52 | PIERRE TS RG | 460NG | SOUTH DAKOTA NATIONAL GUARD | ARGUARD | 225 S Pierre ST STE 101 | United States | South Dakota | Hughes | Pierre | 57501 | 1.01 | 0.98
6706 | 46B40 | PARKSTON ARMORY | 460NG | SOUTH DAKOTA NATIONAL GUARD | ARGUARD | 102B S Chapman DR | United States | South Dakota | Hutchinson | Parkston | 57366 | 1.01 | 0.98
1749 | FXFU0001 | ELLSWORTH AF MISSILE SITE E7 SITE # 1 | FXBM | ELLSWORTH AFB | AFACT | 123 Kadoka Road | United States | South Dakota | Jackson | Unknown | 57543 | 1.01 | 0.98
4708 | 46A55 | DESMET ARMORY | 460NG | SOUTH DAKOTA NATIONAL GUARD | ARGUARD | 403 3rd ST SW | United States | South Dakota | Kingsbury | De Smet | 57231 | 1.01 | 0.98
4709 | 46A60 | DESMET MVSC | 460NG | SOUTH DAKOTA NATIONAL GUARD | ARGUARD | 119 Calumet AVE SW | United States | South Dakota | Kingsbury | De Smet | 57231 | 1.01 | 0.98
6020 | 46B15 | MADISON ARMORY | 460NG | SOUTH DAKOTA NATIONAL GUARD | ARGUARD | 1302 N Washington AVE | United States | South Dakota | Lake | Madison | 57042 | 1.01 | 0.98
1819 | FXNJ0001 | ELLSWORTH RADIO RELAY ANNEX SITE # 1 | FXBM | ELLSWORTH AFB | AFACT | 123 Lead Road | United States | South Dakota | Lawrence | Lead | 57754 | 1.01 | 0.98
7336 | 46C10 | SPEARFISH | 460NG | SOUTH DAKOTA NATIONAL GUARD | ARGUARD | 157 S Washington | United States | South Dakota | Lawrence | Spearfish | 57783 | 1.01 | 0.98
190953 | 823379 | 507 HONEYSUCKLE HARRISBURG | 70132 | INDEPENDENT DUTY HOUSING PROGRAM | USACE |  | United States | South Dakota | Lincoln | Harrisburg | 57032 | 1.01 | 0.98
182294 | 18081-10716 | VA CENTER FORT MEADE | 18081 | ARMY MISSION SUPPORT | USACE | VA CENTER | United States | South Dakota | Meade | Fort Meade | 57741 | 1.01 | 0.98
5126 | 46C15 | FT MEADE RTI COMPLEX | 460NG | SOUTH DAKOTA NATIONAL GUARD | ARGUARD | 54 Sheridan RD | United States | South Dakota | Meade | Sturgis | 57785 | 1.01 | 0.98
7454 | 46C25 | STURGIS FMS #1 | 460NG | SOUTH DAKOTA NATIONAL GUARD | ARGUARD | HWY 34 E | United States | South Dakota | Meade | Sturgis | 57785 | 1.01 | 0.98
7455 | 46C20 | STURGIS ARMORY | 460NG | SOUTH DAKOTA NATIONAL GUARD | ARGUARD | 820 Kinship RD | United States | South Dakota | Meade | Sturgis | 57785 | 1.01 | 0.98
191488 | 823044 | 3104 EAST BRAGSTAD SIOUX FALLS | 70132 | INDEPENDENT DUTY HOUSING PROGRAM | USACE |  | United States | South Dakota | Minnehaha | Sioux Falls | 57103 | 0.99 | 0.97
5652 | 46655 | JONAS H. LIEN AFRC | 460NG | SOUTH DAKOTA NATIONAL GUARD | ARRES |  | United States | South Dakota | Minnehaha | Sioux Falls | 57104 | 0.99 | 0.97
7289 | 46C03 | SIOUX FALLS UTES | 460NG | SOUTH DAKOTA NATIONAL GUARD | ARGUARD | 406 2nd AVE W | United States | South Dakota | Minnehaha | Sioux Falls | 57104 | 0.99 | 0.97
183532 | 460NG-10001 | MINNEHAHA COUNTY SIOUX FALLS | 460NG | SOUTH DAKOTA NATIONAL GUARD | ARGUARD | MINNEHAHA COUNTY | United States | South Dakota | Minnehaha | Sioux Falls | 57104 | 0.99 | 0.97
191241 | 46C01 | JOE FOSS FIELD - STATE SITE | 460NG | SOUTH DAKOTA NATIONAL GUARD | ARGUARD |  | United States | South Dakota | Minnehaha | Sioux Falls | 57104 | 0.99 | 0.97
183536 | 82387-13181 | W 49TH ST SIOUX FALLS | 82387 | JOINT RECRUITING PROGRAM | USACE | 2201 WEST 49TH ST | United States | South Dakota | Minnehaha | Sioux Falls | 57105 | 0.99 | 0.97
187887 | 710951 | 2801 S KIWANIS AVE SIOUX FALLS | 66155 |  | ARACT | 2801 S KIWANIS AVE | United States | South Dakota | Minnehaha | Sioux Falls | 57105 | 0.99 | 0.97
190473 | 822485 | 1212 SOUTH PHILLIPS STREET SIOUX FALLS | 70132 | INDEPENDENT DUTY HOUSING PROGRAM | USACE | 1212 South Phillips Street | United States | South Dakota | Minnehaha | Sioux Falls | 57105 | 0.99 | 0.97
170326 | 46C04 | SIOUX FALLS STOREFRONT RECRUIT | 460NG | SOUTH DAKOTA NATIONAL GUARD | ARGUARD |  | United States | South Dakota | Minnehaha | Sioux Falls | 57106 | 0.99 | 0.97
183531 | 82387-12827 | S LOUISE AVE SIOUX FALLS | 82387 | JOINT RECRUITING PROGRAM | USACE | 4300 S LOUISE AVE SUITE B-3 | United States | South Dakota | Minnehaha | Sioux Falls | 57106 | 0.99 | 0.97
188338 | 820129 | 5209 SOUTH LEINSTER AVE SIOUX FALLS | 70132 | INDEPENDENT DUTY HOUSING PROGRAM | USACE | 5209 South Leinster Avenue | United States | South Dakota | Minnehaha | Sioux Falls | 57106 | 0.99 | 0.97
190771 | 823085 | 5612 WEST BLUESTEM STREET SIOUX FALLS | 70132 | INDEPENDENT DUTY HOUSING PROGRAM | USACE | 5612 West Bluestem Street | United States | South Dakota | Minnehaha | Sioux Falls | 57106 | 0.99 | 0.97
191192 | 823691 | 4712 SOUTH KEY AVE. SIOUX FALLS | 70132 | INDEPENDENT DUTY HOUSING PROGRAM | USACE | 4712 South Key Avenue | United States | South Dakota | Minnehaha | Sioux Falls | 57106 | 0.99 | 0.97
9414 | 46070 | MSG WOODROW WILSON KEEBLE AFRC | 27864 | 88TH RRC - MINNESOTA | ARRES | 4400 and 4410 North Northview Avenue | United States | South Dakota | Minnehaha | Sioux Falls | 57107 | 0.99 | 0.97
190544 | 822675 | 4900 WEST CAYMAN STREET SIOUX FALLS | 70132 | INDEPENDENT DUTY HOUSING PROGRAM | USACE | 4900 West Cayman Street | United States | South Dakota | Minnehaha | Sioux Falls | 57107 | 0.99 | 0.97
183529 | 710212 | 4301 W 57TH STREET SIOUX FALLS | 82387 | JOINT RECRUITING PROGRAM | USACE | 4301 W 57TH Street Suite 141 | United States | South Dakota | Minnehaha | Sioux Falls | 57108 | 0.99 | 0.97
183535 | 710859 | 4301 W 57TH STR SIOUX FALLS | 82387 | JOINT RECRUITING PROGRAM | USACE | 4301 W 57th Str Ste 151 | United States | South Dakota | Minnehaha | Sioux Falls | 57108 | 0.99 | 0.97
189234 | 820695 | 5019 S LOUISE AVE SIOUX FALLS | 82387 | JOINT RECRUITING PROGRAM | USACE | 5019 S Louise Avenue | United States | South Dakota | Minnehaha | Sioux Falls | 57108 | 0.99 | 0.97
191745 | 824336 | 2513 SOUTH LANCASTER DRIVE SIOUX FALLS | 70132 | INDEPENDENT DUTY HOUSING PROGRAM | USACE | 2513 South Lancaster Drive | United States | South Dakota | Minnehaha | Sioux Falls | 57108 | 0.99 | 0.97
190100 | 822106 | 7514 SOUTH PEREGRINE PLACE SIOUX FALLS | 70132 | INDEPENDENT DUTY HOUSING PROGRAM | USACE | 7514 South Peregrine Place | United States | South Dakota | Minnehaha | Sioux Falls | 57110 | 0.99 | 0.97
191029 | 823493 | 49 N KNOLL DR. SIOUX FALLS | 70132 | INDEPENDENT DUTY HOUSING PROGRAM | USACE | 49 N Knoll Drive | United States | South Dakota | Minnehaha | Sioux Falls | 57110 | 0.99 | 0.97
183534 | 460NG-10005 | SW1/4NE1/4 AND THE NW1/4SE1/4 OF SIOUX FALLS | 460NG | SOUTH DAKOTA NATIONAL GUARD | ARGUARD | SW1/4NE1/4 AND THE NW1/4SE1/4 OF SEC 32, T102N, R49W OF THE 5TH PM | United States | South Dakota | Minnehaha | Sioux Falls | 57117 | 0.99 | 0.97
2398 | LUXC0001 | JOE FOSS FIELD SITE # 1 | LUXC | JOE FOSS FIELD | AFGUARD | 1201 West Algonqune AvenueW. ALGONQUNE | United States | South Dakota | Minnehaha | Unknown | 57104 | 0.99 | 0.97
4950 | 46A65 | FLANDREAU ARMORY | 460NG | SOUTH DAKOTA NATIONAL GUARD | ARGUARD | 710 W Community DR | United States | South Dakota | Moody | Flandreau | 57028 | 1.01 | 0.98
4951 | 46A66 | FLANDREAU MVSC | 460NG | SOUTH DAKOTA NATIONAL GUARD | ARGUARD | 102 W 2nd AVE | United States | South Dakota | Moody | Flandreau | 57028 | 1.01 | 0.98
191445 | 46A67 | FLANDREAU GUNSHED | 460NG | SOUTH DAKOTA NATIONAL GUARD | ARGUARD |  | United States | South Dakota | Moody | Flandreau | 57028 | 1.01 | 0.98
170800 | FXBM0002 | ELLSWORTH AFB SITE # 2 | FXBM | ELLSWORTH AFB | AFACT |  | United States | South Dakota | Pennington | Box Elder | 57706 | 1.04 | 1.01
187720 | BDDR0001 | BOX ELDER DIGITAL RADAR SITE | FXBM | ELLSWORTH AFB | AFACT |  | United States | South Dakota | Pennington | Box Elder | 57719 | 1.04 | 1.01
1711 | FXBM0001 | ELLSWORTH AFB SITE # 1 | FXBM | ELLSWORTH AFB | AFACT | 1958 Scott Drive | United States | South Dakota | Pennington | Ellsworth AFB | 57706 | 1.04 | 1.01
6934 | 46B70 | RAPID CITY AASF/ARMORY | 460NG | SOUTH DAKOTA NATIONAL GUARD | ARGUARD | 4750 Guard RD | United States | South Dakota | Pennington | Rapid City | 57701 | 1.02 | 0.99
6935 | 46B73 | RAPID CITY CSMS | 460NG | SOUTH DAKOTA NATIONAL GUARD | ARGUARD | 1205 E HWY 16-B | United States | South Dakota | Pennington | Rapid City | 57701 | 1.02 | 0.99
184413 | 82387-12426 | N MAPLE AVE PIERRE | 82387 | JOINT RECRUITING PROGRAM | USACE | 220 N MAPLE AVE SPACE #118 & #120 | United States | South Dakota | Pennington | Rapid City | 57701 | 1.02 | 0.99
4281 | 46B75 | CAMP RAPID | 46B75 | CAMP RAPID | ARGUARD | 2823 W Main | United States | South Dakota | Pennington | Rapid City | 57702 | 1.02 | 0.99
6933 | 46B65 | RANGE ROAD READINESS CENTER | 460NG | SOUTH DAKOTA NATIONAL GUARD | ARGUARD | 3740 Range RD | United States | South Dakota | Pennington | Rapid City | 57702 | 1.02 | 0.99
7848 | 46B76 | WEST CAMP | 46B75 | CAMP RAPID | ARGUARD | 226 N High ST | United States | South Dakota | Pennington | Rapid City | 57702 | 1.02 | 0.99
184414 | 18081-10400 | LOT 8 SEC 21 T5N BIG BEND | 18081 | ARMY MISSION SUPPORT | USACE | LOT 8 SEC 21 T5N R31E BLACK HILLS | United States | South Dakota | Pennington | Rapid City | 57702 | 1.02 | 0.99
1725 | FXEL0001 | ELLSWORTH AF MISSILE SITE B8 SITE # 1 | FXBM | ELLSWORTH AFB | AFACT | 123 Wall Road | United States | South Dakota | Pennington | Unknown | 57790 | 1.04 | 1.01
1742 | FXFH0001 | ELLSWORTH AF MISSILE SITE D7 SITE # 1 | FXBM | ELLSWORTH AFB | AFACT | 124 Wall Road (FXFH) | United States | South Dakota | Pennington | Unknown | 57790 | 1.04 | 1.01
6487 | 46355 | NG LEMMON | 460NG | SOUTH DAKOTA NATIONAL GUARD | ARGUARD | 310 1st AVE W | United States | South Dakota | Perkins | Lemmon | 57638 | 1.01 | 0.98
1422 | ATPZ0001 | BADLANDS AIR FORCE RANGE SITE # 1 | FXBM | ELLSWORTH AFB | AFACT | 123 US Highway 44 | United States | South Dakota | Shannon | Kyle | 57752 | 1.01 | 0.98
3899 | 46A94 | AUSTINTA | 460NG | SOUTH DAKOTA NATIONAL GUARD | ARGUARD | 303 Main ST | United States | South Dakota | Union | Jefferson | 57038 | 1.01 | 0.98
170195 | 46217 | MOBRIDGE READINESS CENTER | 460NG | SOUTH DAKOTA NATIONAL GUARD | ARGUARD |  | United States | South Dakota | Walworth | Mobridge | 57601 | 1.01 | 0.98
7985 | 46C75 | YANKTON | 460NG | SOUTH DAKOTA NATIONAL GUARD | ARGUARD | 506 W 25th ST | United States | South Dakota | Yankton | Yankton | 57078 | 1.01 | 0.98
4462 | 47A70 | CLINTON | 470NG | TENNESSEE NATIONAL GUARD | ARGUARD | 1121 N Charles G Seivers BLVD | United States | Tennessee | Anderson | Clinton | 37716 | 0.92 | 0.9
6586 | 47755 | OAK RIDGE USARC | 01530 | 81ST RRC - ALABAMA | ARRES | 104 E. Oak Ridge Turnpike | United States | Tennessee | Anderson | Oak Ridge | 37830 | 0.92 | 0.9
191114 | 823725 | 108 GRAHAM PLACE OAK RIDGE | 70132 | INDEPENDENT DUTY HOUSING PROGRAM | USACE | 108 Graham Place | United States | Tennessee | Anderson | Oak Ridge | 37830 | 0.92 | 0.9
7255 | 47D30 | SHELBYVILLE | 470NG | TENNESSEE NATIONAL GUARD | ARGUARD | 2009 Cannon BLVD | United States | Tennessee | Bedford | Shelbyville | 37160 | 0.92 | 0.9
4222 | 47A35 | CAMDEN | 470NG | TENNESSEE NATIONAL GUARD | ARGUARD | 190 Armory DR | United States | Tennessee | Benton | Camden | 38320 | 0.92 | 0.9
183396 | 82387-12027 | HUNTER'S CROSSING DR ALCOA | 82387 | JOINT RECRUITING PROGRAM | USACE | 1123 HUNTER'S CROSSING DRIVE SUITES A-D | United States | Tennessee | Blount | Alcoa | 37701 | 0.92 | 0.9
2794 | PSXE0001 | MCGHEE TYSON AIRPORT SITE # 1 | PSXE | MCGHEE TYSON AIRPORT | AFGUARD | 320 Post Avenue | United States | Tennessee | Blount | Louisville | 37777 | 0.92 | 0.9
6105 | 47C40 | MARYVILLE | 470NG | TENNESSEE NATIONAL GUARD | ARGUARD | 1721 W Lamar Alexander PKWY | United States | Tennessee | Blount | Maryville | 37801 | 0.92 | 0.9
189210 | 470NG-10001 | 25TH ST NW CLEVELAND | 470NG | TENNESSEE NATIONAL GUARD | ARGUARD | 1300 25TH ST NW SUITE 5 | United States | Tennessee | Bradley | Cleveland | 37311 | 0.92 | 0.9
188533 | 820081 | 4444 FRONTAGE ROAD NW CLEVELAND | 82387 | JOINT RECRUITING PROGRAM | USACE | 4444 Frontage Road NW | United States | Tennessee | Bradley | Cleveland | 37312 | 0.92 | 0.9
191236 | 47G57 | CLEVELAND STOREFRONT | 470NG | TENNESSEE NATIONAL GUARD | ARGUARD |  | United States | Tennessee | Bradley | Cleveland | 37312 | 0.92 | 0.9
4458 | 47A65 | CLEVELAND | 470NG | TENNESSEE NATIONAL GUARD | ARGUARD | 4185 Dalton Pike | United States | Tennessee | Bradley | Cleveland | 37323 | 0.92 | 0.9
5568 | 47B48 | JACKSBORO | 470NG | TENNESSEE NATIONAL GUARD | ARGUARD | 301 Industrial PKWY | United States | Tennessee | Campbell | Jacksboro | 37757 | 0.92 | 0.9
191012 | 823516 | 229 BRANDON LANE WOODBURY | 70132 | INDEPENDENT DUTY HOUSING PROGRAM | USACE | 229 Brandon Lane | United States | Tennessee | Cannon | Woodbury | 37190 | 0.92 | 0.9
5505 | 47B45 | HUNTINGDON | 470NG | TENNESSEE NATIONAL GUARD | ARGUARD | 400 Mustang DR | United States | Tennessee | Carroll | Huntingdon | 38344 | 0.92 | 0.9
6132 | 47C25 | MCKENZIE | 470NG | TENNESSEE NATIONAL GUARD | ARGUARD | 15075 Highland DR | United States | Tennessee | Carroll | McKenzie | 38201 | 0.92 | 0.9
4846 | 47B10 | ELIZABETHTON | 470NG | TENNESSEE NATIONAL GUARD | ARGUARD | 901 W Elk AVE | United States | Tennessee | Carter | Elizabethton | 37643 | 0.92 | 0.9
3865 | 47A07 | ASHLAND CITY | 470NG | TENNESSEE NATIONAL GUARD | ARGUARD | 1935 HWY 12 S | United States | Tennessee | Cheatham | Ashland City | 37015 | 0.92 | 0.9
5418 | 47B35 | HENDERSON | 470NG | TENNESSEE NATIONAL GUARD | ARGUARD | 759 E Main ST | United States | Tennessee | Chester | Henderson | 38340 | 0.92 | 0.9
6409 | 47C72 | NEW TAZEWELL | 470NG | TENNESSEE NATIONAL GUARD | ARGUARD | 505 Old Knoxville HWY | United States | Tennessee | Claiborne | New Tazewell | 37825 | 0.92 | 0.9
6424 | 47C80 | NEWPORT | 470NG | TENNESSEE NATIONAL GUARD | ARGUARD | 1751 Cosby HWY | United States | Tennessee | Cocke | Newport | 37821 | 0.92 | 0.9
1392 | ANZY0001 | ARNOLD SITE # 1 | ANZY | ARNOLD | AFACT | 100 Kindel Drive | United States | Tennessee | Coffee | Arnold AFB | 37389 | 0.95 | 0.93
188728 | 820090 | 2526 HILLSBORO BOULEVARD MANCHESTER | 82387 | JOINT RECRUITING PROGRAM | USACE | 2526 Hillsboro Boulevard | United States | Tennessee | Coffee | Manchester | 37355 | 0.92 | 0.9
7635 | 47D80 | TULLAHOMA | 470NG | TENNESSEE NATIONAL GUARD | ARGUARD | 3902 E 15th ST | United States | Tennessee | Coffee | Tullahoma | 37388 | 0.95 | 0.93
3730 | 47A05 | ALAMO | 470NG | TENNESSEE NATIONAL GUARD | ARGUARD | 778 HWY 54 N | United States | Tennessee | Crockett | Alamo | 38001 | 0.92 | 0.9
182409 | 82387-10383 | 1784 N MAIN STREET CROSSVILLE | 82387 | JOINT RECRUITING PROGRAM | USACE | 1784 N MAIN STREET SUITE 106 | United States | Tennessee | Cumberland | Crossville | 38555 | 0.92 | 0.9
4598 | 47A90 | CROSSVILLE | 470NG | TENNESSEE NATIONAL GUARD | ARGUARD | 144 Sparta HWY | United States | Tennessee | Cumberland | Crossville | 38557 | 0.92 | 0.9
183397 | 82387-11798 | EDGE-O-LAKE DR ANTIOCH | 82387 | JOINT RECRUITING PROGRAM | USACE | 2401 EDGE-O-LAKE DRIVE | United States | Tennessee | Davidson | Antioch | 37013 | 0.92 | 0.9
182922 | 82387-13100 | TWO MILE PKWY GOODLETTSVILLE | 82387 | JOINT RECRUITING PROGRAM | USACE | 907 TWO MILE PKWY SUITE A-35 | United States | Tennessee | Davidson | Goodlettsville | 37072 | 0.92 | 0.9
191553 | 47G67 | HERMITAGE STOREFRONT | 470NG | TENNESSEE NATIONAL GUARD | ARGUARD |  | United States | Tennessee | Davidson | Hermitage | 37076 | 0.92 | 0.9
184737 | 82387-10377 | 1722 GALLATIN PIKE N MADISON | 82387 | JOINT RECRUITING PROGRAM | USACE | 1722 GALLATIN PIKE N SPACE 9A & 9B | United States | Tennessee | Davidson | Madison | 37115 | 0.92 | 0.9
6356 | 47C70 | NASHVILLE | 470NG | TENNESSEE NATIONAL GUARD | ARGUARD | 3041 Sidco DR | United States | Tennessee | Davidson | Nashville | 37204 | 0.92 | 0.9
5994 | 47726 | LYELL AFRC/AMSA #153(G) | 01530 | 81ST RRC - ALABAMA | ARRES | 160 White Bridge Road | United States | Tennessee | Davidson | Nashville | 37209 | 0.92 | 0.9
187493 | 82387-11067 | 640 GRASSMERE PRK DR NASHVILLE | 82387 | JOINT RECRUITING PROGRAM | USACE | 640 GRASSMERE PRK DR SUITE 104 | United States | Tennessee | Davidson | Nashville | 37211 | 0.92 | 0.9
4744 | 4776A | DONNELSON PIKE USARC | 01530 | 81ST RRC - ALABAMA | ARRES | 443 Donnelson Pike | United States | Tennessee | Davidson | Nashville | 37214 | 0.92 | 0.9
5802 | 47727 | CSM PAUL B. HUFF USARC | 01530 | 81ST RRC - ALABAMA | ARRES | 3598 Bell Road | United States | Tennessee | Davidson | Nashville | 37214 | 0.92 | 0.9
182444 | 82387-10589 | 2505 PERIMETER PL DR NASHVILLE | 82387 | JOINT RECRUITING PROGRAM | USACE | 2505 PERIMETER PL DR | United States | Tennessee | Davidson | Nashville | 37214 | 0.92 | 0.9
182447 | 82387-11810 | ELM HILL PIKE NASHVILLE | 82387 | JOINT RECRUITING PROGRAM | USACE | 2636 ELM HILL PIKE SUITE 130 | United States | Tennessee | Davidson | Nashville | 37214 | 0.92 | 0.9
182448 | 711261 | 20 BRIDGESTONE PARK NASHVILLE | 66155 |  | USACE | 20 BRIDGESTONE PARK | United States | Tennessee | Davidson | Nashville | 37214 | 0.92 | 0.9
1477 | BKTZ0001 | NASHVILLE IAP SITE # 1 | BKTZ | NASHVILLE IAP | AFGUARD | 240 Knapp Boulevard | United States | Tennessee | Davidson | Nashville | 37217 | 0.92 | 0.9
182446 | 82387-12377 | N GALLATIN RD NASHVILLE | 82387 | JOINT RECRUITING PROGRAM | USACE | 2021 N GALLATIN RD SUITE 130 | United States | Tennessee | Davidson | Nashville | 37217 | 0.92 | 0.9
188287 | 820229 | 2605 ELM HILL PIKE NASHVILLE | 82387 | JOINT RECRUITING PROGRAM | USACE | 2605 Elm Hill Pike | United States | Tennessee | Davidson | Nashville | 37217 | 0.92 | 0.9
6708 | 47D00 | PARSONS | 470NG | TENNESSEE NATIONAL GUARD | ARGUARD |  | United States | Tennessee | Decatur | Parsons | 38363 | 0.92 | 0.9
183872 | 82387-11996 | HIGHWAY 46 DICKSON | 82387 | JOINT RECRUITING PROGRAM | USACE | 404 HIGHWAY 46 | United States | Tennessee | Dickson | Dickson | 37055 | 0.92 | 0.9
4724 | 47A95 | DICKSON | 470NG | TENNESSEE NATIONAL GUARD | ARGUARD | 155 Bruce RD | United States | Tennessee | Dickson | Dickson | 37056 | 0.92 | 0.9
4785 | 47B05 | DYERSBURG | 470NG | TENNESSEE NATIONAL GUARD | ARGUARD | 502 James H. Rice RD | United States | Tennessee | Dyer | Dyersburg | 38024 | 0.92 | 0.9
188288 | 820236 | 2700 LAKE RD DYERSBURG | 82387 | JOINT RECRUITING PROGRAM | USACE | 2700 Lake Road | United States | Tennessee | Dyer | Dyersburg | 38024 | 0.92 | 0.9
5597 | 47B52 | JAMESTOWN | 470NG | TENNESSEE NATIONAL GUARD | ARGUARD | 3399 S York HWY | United States | Tennessee | Fentress | Jamestown | 38556 | 0.92 | 0.9
7932 | 47E05 | WINCHESTER | 470NG | TENNESSEE NATIONAL GUARD | ARGUARD | 700 Wern AVE | United States | Tennessee | Franklin | Winchester | 37398 | 0.95 | 0.93
5500 | 47B40 | HUMBOLDT | 470NG | TENNESSEE NATIONAL GUARD | ARGUARD | 15 Hadley DR | United States | Tennessee | Gibson | Humboldt | 38343 | 0.92 | 0.9
6196 | 47475 | MILAN AAP | 47475 | MILAN ARMY AMMUNITION PLANT | ARACT | 2280 Highway 104 West, Suite 1 | United States | Tennessee | Gibson | Milan | 38358 | 0.92 | 0.9
7738 | 47545 | VTS MILAN | 47545 | VOLUNTEER TRAINING SITE MILAN | ARGUARD | 572 A ST | United States | Tennessee | Gibson | Milan | 38358 | 0.92 | 0.9
184531 | 47475-10011 | GNDWTR INVS MI-239 & 240 | 47475 | MILAN ARMY AMMUNITION PLANT | ARACT | OFF-POST GNDWTR INVS # MI-239 & 240 | United States | Tennessee | Gibson | Milan | 38358 | 0.92 | 0.9
184532 | 47475-10001 | GNDWTR INVS | 47475 | MILAN ARMY AMMUNITION PLANT | ARACT | OFF-POST GNDWTR INVS | United States | Tennessee | Gibson | Milan | 38358 | 0.92 | 0.9
7589 | 47D75 | TRENTON | 470NG | TENNESSEE NATIONAL GUARD | ARGUARD | Scotch RD | United States | Tennessee | Gibson | Trenton | 08628 | 0.92 | 0.9
6897 | 47D05 | PULASKI | 470NG | TENNESSEE NATIONAL GUARD | ARGUARD | 2398 Industrial Loop RD | United States | Tennessee | Giles | Pulaski | 38478 | 0.92 | 0.9
5271 | 47B25 | GREENEVILLE | 470NG | TENNESSEE NATIONAL GUARD | ARGUARD | 1030 Hal Henard RD | United States | Tennessee | Greene | Greeneville | 37743 | 0.92 | 0.9
182923 | 01530-10035 | USARC GREENEVILLE | 01530 | 81ST RRC - ALABAMA | ARRES |  | United States | Tennessee | Greene | Greeneville | 37743 | 0.92 | 0.9
182924 | 82387-13097 | TUSCULUM BLVD GREENEVILLE | 82387 | JOINT RECRUITING PROGRAM | USACE | 1104 TUSCULUM BLVD SUITE 305 | United States | Tennessee | Greene | Greeneville | 37743 | 0.92 | 0.9
182925 | 82387-11650 | E ANDREW JOHNSON HWY GREENEVILLE | 82387 | JOINT RECRUITING PROGRAM | USACE | 3145 EAST ANDREW JOHNSON HWY UNIT NO 2 | United States | Tennessee | Greene | Greeneville | 37745 | 0.92 | 0.9
5272 | 47625 | GREENEVILLE USARC | 01530 | 81ST RRC - ALABAMA | ARRES | 701 E. Barton Ridge Road | United States | Tennessee | Greene | Unknown | 37745 | 0.92 | 0.9
6247 | 47C59 | MONTEAGLE | 470NG | TENNESSEE NATIONAL GUARD | ARGUARD | 320 Moffat ST | United States | Tennessee | Grundy | Monteagle | 37356 | 0.95 | 0.93
182443 | 82387-11738 | E MORRIS BLVD MORRISTOWN | 82387 | JOINT RECRUITING PROGRAM | USACE | 2336 E MORRIS BLV | United States | Tennessee | Hamblen | Morristown | 37814 | 0.92 | 0.9
188496 | 820452 | 243 KENSINGTON COURT MORRISTOWN | 70132 | INDEPENDENT DUTY HOUSING PROGRAM | USACE | 243 Kensington Court | United States | Tennessee | Hamblen | Morristown | 37814 | 0.92 | 0.9
191153 | 823620 | 2332 CROWN CIRCL MORRISTOWN | 70132 | INDEPENDENT DUTY HOUSING PROGRAM | USACE | 2332 Crown Circle | United States | Tennessee | Hamblen | Morristown | 37814 | 0.92 | 0.9
6278 | 47C60 | RUSSELLVILLE | 470NG | TENNESSEE NATIONAL GUARD | ARGUARD | 803 S Cumberland ST | United States | Tennessee | Hamblen | Russellville | 37860 | 0.92 | 0.9
183400 | 01530-10017 | ARMORY CHATTANOOGA | 01530 | 81ST RRC - ALABAMA | ARRES | 1801 S Holtzclaw Avenue | United States | Tennessee | Hamilton | Chattanooga | 37401 | 1.02 | 0.99
4406 | 47A50 | CHATTANOOGA | 470NG | TENNESSEE NATIONAL GUARD | ARGUARD | 1801 Holtzclaw ST | United States | Tennessee | Hamilton | Chattanooga | 37404 | 1.02 | 0.99
5307 | 47615 | GUERRY USARC/AMSA #142 (G) | 01530 | 81ST RRC - ALABAMA | ARRES |  | United States | Tennessee | Hamilton | Chattanooga | 37404 | 1.02 | 0.99
1208 | N00639-CH | NAVOPSPTCEN CHATTANOOGA TN | N00639 | NAVSUPPACT MIDSOUTH MEMPHIS TN | NAVACT | 4051 Amnicola Highway | United States | Tennessee | Hamilton | Chattanooga | 37406 | 1.02 | 0.99
191888 | 824464 | 625 VALLEY BRIDGE RD CHATTANOOGA | 70132 | INDEPENDENT DUTY HOUSING PROGRAM | USACE | 625 Valley Bridge Road | United States | Tennessee | Hamilton | Chattanooga | 37415 | 1.02 | 0.99
4408 | 47616 | CHATTANOOGA USARC | 01530 | 81ST RRC - ALABAMA | ARRES | 6510 Bonny Oaks Drive | United States | Tennessee | Hamilton | Chattanooga | 37416 | 1.02 | 0.99
170009 | 47645 | CHATTANOOGA GTA-BRAC | 01530 | 81ST RRC - ALABAMA | ARRES |  | United States | Tennessee | Hamilton | Chattanooga | 37416 | 1.02 | 0.99
2513 | NTEA0001 | LOVELL FIELD AIR NATIONAL GUARD SITE # 1 | BKTZ | NASHVILLE IAP | AFGUARD | 1001 Airport Road | United States | Tennessee | Hamilton | Chattanooga | 37421 | 1.02 | 0.99
4407 | 47201 | CHATTANOOGA (VAAP) USARC | 01530 | 81ST RRC - ALABAMA | ARRES | 6703 Bonny Oaks Drive, Bldgs 228 & 229 | United States | Tennessee | Hamilton | Chattanooga | 37421 | 0.91 | 0.89
170766 | 47E97 | CHATTANOOGA STOREFRONT | 470NG | TENNESSEE NATIONAL GUARD | ARGUARD |  | United States | Tennessee | Hamilton | Chattanooga | 37421 | 1.02 | 0.99
183399 | 82387-11054 | 6219 LEE HIGHWAY CHATTANOOGA | 82387 | JOINT RECRUITING PROGRAM | USACE | 6219 LEE HIGHWAY SUITES 3,4,& 5 | United States | Tennessee | Hamilton | Chattanooga | 37421 | 1.02 | 0.99
189128 | 470NG-10004 | 6219 LEE HWY CHATTANOOGA | 470NG | TENNESSEE NATIONAL GUARD | ARGUARD |  | United States | Tennessee | Hamilton | Chattanooga | 37421 | 1.02 | 0.99
189396 | 821432 | 7102 BLOSSOM CIRCLE | 70132 | INDEPENDENT DUTY HOUSING PROGRAM | USACE | 7102 Blossom Circle | United States | Tennessee | Hamilton | Chattanooga | 37421 | 0.92 | 0.9
191118 | 823605 | 1184 FULLER GLEN CIRCLE CHATTANOOGA | 70132 | INDEPENDENT DUTY HOUSING PROGRAM | USACE | 1184 Fuller Glen Circle | United States | Tennessee | Hamilton | Chattanooga | 37421 | 0.92 | 0.9
7734 | 47855 | VOLUNTEER ARMY AMMUNITION PLANT | 47855 | VOLUNTEER ARMY AMMUNITION PLANT | ARACT |  | United States | Tennessee | Hamilton | Chattanooga | 37422 | 0.91 | 0.89
185812 | 82387-11989 | HIGHWAY 153 HIXSON | 82387 | JOINT RECRUITING PROGRAM | USACE | 5741 HWY 153 SUITE B | United States | Tennessee | Hamilton | Hixson | 37343 | 1.02 | 0.99
4089 | 47A15 | BOLIVAR | 470NG | TENNESSEE NATIONAL GUARD | ARGUARD | 11185 HWY 64 W | United States | Tennessee | Hardeman | Bolivar | 38008 | 0.92 | 0.9
7185 | 47D20 | SAVANNAH | 470NG | TENNESSEE NATIONAL GUARD | ARGUARD | 400 Armory Ln | United States | Tennessee | Hardin | Savannah | 38372 | 0.92 | 0.9
190095 | 822211 | 6322 MARY BETH LANE HARRISON | 70132 | INDEPENDENT DUTY HOUSING PROGRAM | USACE | 6322 Mary Beth Lane | United States | Tennessee | Harrison | Harrison | 37341 | 0.92 | 0.9
191514 | 823999 | 6013 CLARK ROAD HARRISON | 70132 | INDEPENDENT DUTY HOUSING PROGRAM | USACE | 6013 Clark Road | United States | Tennessee | Harrison | Harrison | 37341 | 0.92 | 0.9
7053 | 47D17 | ROGERSVILLE | 470NG | TENNESSEE NATIONAL GUARD | ARGUARD | 208 Frontage RD | United States | Tennessee | Hawkins | Rogersville | 37857 | 0.92 | 0.9
4162 | 47A30 | BROWNSVILLE | 470NG | TENNESSEE NATIONAL GUARD | ARGUARD | 221 Morgan | United States | Tennessee | Haywood | Brownsville | 38012 | 0.92 | 0.9
5888 | 47C10 | LEXINGTON | 470NG | TENNESSEE NATIONAL GUARD | ARGUARD | 690 Airways DR | United States | Tennessee | Henderson | Lexington | 38351 | 0.92 | 0.9
6698 | 47C95 | PARIS | 470NG | TENNESSEE NATIONAL GUARD | ARGUARD | 285 County Home RD | United States | Tennessee | Henry | Paris | 38242 | 0.92 | 0.9
184278 | 82387-12288 | MINERAL WELLS E PARIS | 82387 | JOINT RECRUITING PROGRAM | USACE | 1042 MINERAL WELLS E | United States | Tennessee | Henry | Paris | 38242 | 0.92 | 0.9
4365 | 47A40 | CENTERVILLE | 470NG | TENNESSEE NATIONAL GUARD | ARGUARD | 150 Universal DR | United States | Tennessee | Hickman | Centerville | 37033 | 0.92 | 0.9
7527 | 47B11 | TENNESSEE RIDGE | 470NG | TENNESSEE NATIONAL GUARD | ARGUARD | 3614 Maple AVE | United States | Tennessee | Houston | Tennessee Ridge | 37840 | 0.92 | 0.9
7820 | 47D95 | WAVERLY | 470NG | TENNESSEE NATIONAL GUARD | ARGUARD | 628 Grand AVE | United States | Tennessee | Humphreys | Waverly | 37185 | 0.92 | 0.9
5613 | 47B53 | JEFFERSON CITY | 470NG | TENNESSEE NATIONAL GUARD | ARGUARD | 270 E Old Andrew Johnson HWY | United States | Tennessee | Jefferson | Jefferson City | 37760 | 0.92 | 0.9
6298 | 47C67 | MOUNTAIN CITY | 470NG | TENNESSEE NATIONAL GUARD | ARGUARD | 1923 S Shady ST | United States | Tennessee | Johnson | Mountain City | 37683 | 0.92 | 0.9
5435 | 4746C | HEWGLEY USARC | 01530 | 81ST RRC - ALABAMA | ARRES | 1334 East Weisgarber Road | United States | Tennessee | Knox | Knoxville | 37909 | 0.92 | 0.9
7737 | 47535 | VTS JOHN SEVIER | 470NG | TENNESSEE NATIONAL GUARD | ARGUARD | 325 Arsenal Ln | United States | Tennessee | Knox | Knoxville | 37918 | 0.92 | 0.9
183556 | 800264 | 2852 ESSARY ROAD KNOXVILLE | 82387 | JOINT RECRUITING PROGRAM | USACE | 2852 Essary Road | United States | Tennessee | Knox | Knoxville | 37918 | 0.92 | 0.9
187972 | 82387-13346 | WASHINGTON PIKE KNOXVILLE | 82387 | JOINT RECRUITING PROGRAM | USACE | 5308 WASHINGTON PIKE SUITE 600 | United States | Tennessee | Knox | Knoxville | 37918 | 0.92 | 0.9
5757 | 47B70 | KNOXVILLE SUTHERLAND | 470NG | TENNESSEE NATIONAL GUARD | ARGUARD | 3330 Sutherland AVE | United States | Tennessee | Knox | Knoxville | 37919 | 0.92 | 0.9
183559 | 82387-12548 | NORTHSHORE DR NW KNOXVILLE | 82387 | JOINT RECRUITING PROGRAM | USACE | 1111 NORTHSHORE DRNW SUITE S-580 | United States | Tennessee | Knox | Knoxville | 37919 | 0.92 | 0.9
1209 | N00639-KN | NOSC KNOXVILLE TN | N00639 | NAVSUPPACT MIDSOUTH MEMPHIS TN | NAVACT | 2101 Alcoa Highway | United States | Tennessee | Knox | Knoxville | 37920 | 0.92 | 0.9
188389 | 820141 | 9620 KINGSTON PIKE KNOXVILLE | 82387 | JOINT RECRUITING PROGRAM | USACE | 9620 Kingston Pike | United States | Tennessee | Knox | Knoxville | 37922 | 0.92 | 0.9
183557 | 710154 | 9745 PARKSIDE DR KNOXVILLE | 66155 |  | USACE | 9745 PARKSIDE DR MEPS BUILDING | United States | Tennessee | Knox | Knoxville | 37922 | 0.92 | 0.9
5756 | 47B71 | KNOXVILLE CONCORD ST | 470NG | TENNESSEE NATIONAL GUARD | ARGUARD | 711 Concord ST | United States | Tennessee | Knox | Knoxville | 37939 | 0.92 | 0.9
7555 | 47D70 | TIPTONVILLE | 470NG | TENNESSEE NATIONAL GUARD | ARGUARD | 500 E 24th ST | United States | Tennessee | Lake | Tiptonville | 38079 | 0.92 | 0.9
7011 | 47D10 | RIPLEY | 470NG | TENNESSEE NATIONAL GUARD | ARGUARD | 2425 HWY 51 S | United States | Tennessee | Lauderdale | Ripley | 38063 | 0.92 | 0.9
5840 | 47B80 | LAWRENCEBURG | 470NG | TENNESSEE NATIONAL GUARD | ARGUARD | 2113 Helton DR | United States | Tennessee | Lawrence | Lawrenceburg | 38464 | 0.92 | 0.9
5462 | 47B37 | HOHENWALD | 470NG | TENNESSEE NATIONAL GUARD | ARGUARD | 1177 W Main ST | United States | Tennessee | Lewis | Hohenwald | 38462 | 0.92 | 0.9
4930 | 47B15 | FAYETTEVILLE | 470NG | TENNESSEE NATIONAL GUARD | ARGUARD | 1805 Wilson Pky | United States | Tennessee | Lincoln | Fayetteville | 37334 | 0.92 | 0.9
5868 | 47C00 | LENOIR CITY | 470NG | TENNESSEE NATIONAL GUARD | ARGUARD | 2325 Old HWY 95 | United States | Tennessee | Loudon | Lenoir City | 37771 | 0.92 | 0.9
5774 | 47B79 | LAFAYETTE | 470NG | TENNESSEE NATIONAL GUARD | ARGUARD | 1200 Russell DR | United States | Tennessee | Macon | Lafayette | 37083 | 0.92 | 0.9
5572 | 47B50 | JACKSON | 470NG | TENNESSEE NATIONAL GUARD | ARGUARD | 1510 HWY 70 Bypass | United States | Tennessee | Madison | Jackson | 38301 | 0.92 | 0.9
5574 | 47B51 | JACKSON AIRPORT ARMORY | 470NG | TENNESSEE NATIONAL GUARD | ARGUARD | 2254 Wover RD | United States | Tennessee | Madison | Jackson | 38301 | 0.92 | 0.9
170826 | 47E47 | STOREFRONT JACKSON | 470NG | TENNESSEE NATIONAL GUARD | ARGUARD |  | United States | Tennessee | Madison | Jackson | 38305 | 0.92 | 0.9
183619 | 82387-13151 | VANN DR JACKSON | 82387 | JOINT RECRUITING PROGRAM | USACE | 1000 VANN DRIVE SUITES J K & L | United States | Tennessee | Madison | Jackson | 38305 | 0.92 | 0.9
183620 | 82387-12710 | RIDGECREST RD JACKSON | 82387 | JOINT RECRUITING PROGRAM | USACE | 68 RIDGECREST ROAD | United States | Tennessee | Madison | Jackson | 38305 | 0.92 | 0.9
5878 | 47C05 | LEWISBURG | 470NG | TENNESSEE NATIONAL GUARD | ARGUARD | 822 E Commerce | United States | Tennessee | Marshall | Lewisburg | 37091 | 0.92 | 0.9
183570 | 82387-12536 | NORTH SIDE PLZ COLUMBIA | 82387 | JOINT RECRUITING PROGRAM | USACE | 807 NORTH SIDE PLAZA SUITE 1 | United States | Tennessee | Maury | Columbia | 38401 | 0.92 | 0.9
185693 | 82387-12821 | 800 SOUTH JAMES CAMPBELL COLUMBIA | 82387 | JOINT RECRUITING PROGRAM | USACE | 800 S JAMES CAMPBELL SPACE 47 | United States | Tennessee | Maury | Columbia | 38401 | 0.92 | 0.9
191011 | 823445 | 205 HAMPTON ROAD COLUMBIA | 70132 | INDEPENDENT DUTY HOUSING PROGRAM | USACE | 205 Hampton Road | United States | Tennessee | Maury | Columbia | 38401 | 0.92 | 0.9
4504 | 47A75 | COLUMBIA | 470NG | TENNESSEE NATIONAL GUARD | ARGUARD | 844 N James Campbell BLVD | United States | Tennessee | Maury | Columbia | 38402 | 0.92 | 0.9
190268 | 822702 | 1104 ACHIEVER CIRCLE SPRING HILL | 70132 | INDEPENDENT DUTY HOUSING PROGRAM | USACE | 1104 Achiever Circle | United States | Tennessee | Maury | Spring Hill | 37174 | 0.92 | 0.9
3874 | 47A10 | ATHENS | 470NG | TENNESSEE NATIONAL GUARD | ARGUARD | 413 County RD 554 | United States | Tennessee | McMinn | Athens | 37303 | 0.92 | 0.9
7219 | 47D25 | SELMER | 470NG | TENNESSEE NATIONAL GUARD | ARGUARD | 1232 Peach ST | United States | Tennessee | McNairy | Selmer | 38375 | 0.92 | 0.9
7483 | 47D65 | SWEETWATER | 470NG | TENNESSEE NATIONAL GUARD | ARGUARD | 516 E State ST | United States | Tennessee | Monroe | Sweetwater | 37874 | 0.92 | 0.9
170805 | 47A57 | CLARKSVILLE RECRUITING STORE FRONT | 470NG | TENNESSEE NATIONAL GUARD | ARGUARD |  | United States | Tennessee | Montgomery | Clarksville | 37040 | 0.92 | 0.9
185639 | 82387-13396 | WILMA RUDOLPH BLVD CLARKSVILLE 1 | 82387 | JOINT RECRUITING PROGRAM | USACE | 3031 WILMA RUDOLPH | United States | Tennessee | Montgomery | Clarksville | 37040 | 0.92 | 0.9
190670 | 822186 | 495 DUNLAP LANE CLARKSVILLE | 82387 | JOINT RECRUITING PROGRAM | USACE | 495 Dunlop Lane | United States | Tennessee | Montgomery | Clarksville | 37040 | 0.92 | 0.9
4447 | 47A55 | CLARKSVILLE | 470NG | TENNESSEE NATIONAL GUARD | ARGUARD | 1801 Fort Campbell BLVD | United States | Tennessee | Montgomery | Clarksville | 37042 | 0.92 | 0.9
4448 | 4786A | CLARKSVILLE USARC | 01530 | 81ST RRC - ALABAMA | ARRES | 285 Dover Road | United States | Tennessee | Montgomery | Clarksville | 37042 | 0.92 | 0.9
3585 | 47155 | FT CAMPBELL TN | 21145 | FORT CAMPBELL | ARACT | US 41A and Screaming Eagle BLVD-(AKA Gate 4) | United States | Tennessee | Montgomery | Fort Campbell | 73542 | 0.92 | 0.9
7659 | 47D90 | UNION CITY | 470NG | TENNESSEE NATIONAL GUARD | ARGUARD | 1412 N Main ST | United States | Tennessee | Obion | Union City | 38261 | 0.92 | 0.9
5924 | 47C20 | LIVINGSTON | 470NG | TENNESSEE NATIONAL GUARD | ARGUARD | 2029 Cookeville HWY | United States | Tennessee | Overton | Livingston | 38570 | 0.92 | 0.9
5929 | 47C15 | LOBELVILLE | 470NG | TENNESSEE NATIONAL GUARD | ARGUARD | Main ST | United States | Tennessee | Perry | Lobelville | 37097 | 0.92 | 0.9
184767 | 82387-12057 | INTERSTATE DR COOKEVILLE | 82387 | JOINT RECRUITING PROGRAM | USACE | 1459 INTERSTATE DRIE | United States | Tennessee | Putnam | Cookeville | 38501 | 0.92 | 0.9
4543 | 47A80 | COOKEVILLE | 470NG | TENNESSEE NATIONAL GUARD | ARGUARD | 505 Gould DR | United States | Tennessee | Putnam | Cookeville | 38502 | 0.92 | 0.9
4665 | 47A92 | DAYTON | 470NG | TENNESSEE NATIONAL GUARD | ARGUARD | 225 Manufacturers RD | United States | Tennessee | Rhea | Dayton | 37321 | 0.92 | 0.9
184776 | 82387-12198 | MAIN ST OAK RIDGE | 82387 | JOINT RECRUITING PROGRAM | USACE | 333 MAIN STREET | United States | Tennessee | Roane | Oak Ridge | 37830 | 0.92 | 0.9
184777 | 82387-13095 | TULSA RD OAK RIDGE | 82387 | JOINT RECRUITING PROGRAM | USACE | 100 TULSA RD SUITE 15 AND 17 | United States | Tennessee | Roane | Oak Ridge | 37830 | 0.92 | 0.9
7046 | 47D15 | ROCKWOOD | 470NG | TENNESSEE NATIONAL GUARD | ARGUARD | 111 S Hewitt AVE | United States | Tennessee | Roane | Rockwood | 37854 | 0.92 | 0.9
7356 | 47D60 | SPRINGFIELD READINESS CENTER | 470NG | TENNESSEE NATIONAL GUARD | ARGUARD | 198 Marietta RD | United States | Tennessee | Robertson | Springfield | 37172 | 0.92 | 0.9
188301 | 820313 | 308 GOLF CLUB LANE SPRINGFIELD | 70132 | INDEPENDENT DUTY HOUSING PROGRAM | USACE | 308 Golf Club Lane | United States | Tennessee | Robertson | Springfield | 37172 | 0.92 | 0.9
190890 | 823276 | 1831 TURFLAND DR MURFREESBORO | 70132 | INDEPENDENT DUTY HOUSING PROGRAM | USACE | 1831 Turfland Drive | United States | Tennessee | Rutherford | Murfreesboro | 37127 | 0.92 | 0.9
188241 | 820342 | 1526 TERESA MURFREESBORO | 70132 | INDEPENDENT DUTY HOUSING PROGRAM | USACE | 1526 Teresa Lane | United States | Tennessee | Rutherford | Murfreesboro | 37128 | 0.92 | 0.9
189900 | 822027 | 3027 HOLDERWOOD MURFREESBORO | 70132 | INDEPENDENT DUTY HOUSING PROGRAM | USACE | 3027 Holderwood Drive | United States | Tennessee | Rutherford | Murfreesboro | 37128 | 0.92 | 0.9
190880 | 823221 | 510 NORTH THOMPSON LANE MURFREESBORO | 82387 | JOINT RECRUITING PROGRAM | USACE | 510 North Thompson Lane | United States | Tennessee | Rutherford | Murfreesboro | 37128 | 0.92 | 0.9
6333 | 47C65 | MURFREESBORO | 470NG | TENNESSEE NATIONAL GUARD | ARGUARD | 2350 Armory DR | United States | Tennessee | Rutherford | Murfreesboro | 37129 | 0.92 | 0.9
190506 | 822408 | 2220 ALEXANDER BLVD MURFREESBORO | 70132 | INDEPENDENT DUTY HOUSING PROGRAM | USACE | 2220 Alexander Boulevard | United States | Tennessee | Rutherford | Murfreesboro | 37130 | 0.92 | 0.9
170820 | 47E87 | MURFREESBORO STOREFRONT | 470NG | TENNESSEE NATIONAL GUARD | ARGUARD |  | United States | Tennessee | Rutherford | Murfreesboro | 37130 | 0.92 | 0.9
182283 | 82387-12084 | 2246 KEENELAND COMMERCE MURFREESBORO | 82387 | JOINT RECRUITING PROGRAM | USACE | 2246 KEENELAND COMM BLVD SUITE B | United States | Tennessee | Rutherford | Murfreesboro | 37130 | 0.92 | 0.9
182284 | 82387-10376 | 1717 OLD FORT PRKWY MURFREESBORO | 82387 | JOINT RECRUITING PROGRAM | USACE | 1717 OLD FORT PRKWY UNIT 1 | United States | Tennessee | Rutherford | Murfreesboro | 37130 | 0.92 | 0.9
7739 | 47525 | VTS SMYRNA | 470NG | TENNESSEE NATIONAL GUARD | ARGUARD | 400 Industrial BLVD | United States | Tennessee | Rutherford | Smyrna | 37167 | 0.92 | 0.9
187986 | 47E22 | SMYRNA AIRPORT HANGAR | 470NG | TENNESSEE NATIONAL GUARD | ARGUARD | Smyrna Airport | United States | Tennessee | Rutherford | Smyrna | 37167 | 0.92 | 0.9
190775 | 823084 | 703 CHARLES ALLISON COURT SMYRNA | 70132 | INDEPENDENT DUTY HOUSING PROGRAM | USACE | 703 Charles Allison Court | United States | Tennessee | Rutherford | Smyrna | 37167 | 0.92 | 0.9
191045 | BKTZ0002 | NASHVILLE,IAP SITE #2 | BKTZ | NASHVILLE IAP | AFGUARD | 703 Charles Allison Court | United States | Tennessee | Rutherford | Smyrna | 37167 | 0.92 | 0.9
6634 | 47C92 | ONEIDA | 470NG | TENNESSEE NATIONAL GUARD | ARGUARD | 1796 Airport RD | United States | Tennessee | Scott | Oneida | 37841 | 0.92 | 0.9
4778 | 47B03 | DUNLAP | 470NG | TENNESSEE NATIONAL GUARD | ARGUARD | HWY 28 | United States | Tennessee | Sequatchie | Dunlap | 37327 | 0.92 | 0.9
7224 | 47D27 | PIGEON FORGE | 470NG | TENNESSEE NATIONAL GUARD | ARGUARD | 1856 Ridge RD | United States | Tennessee | Sevier | Pigeon Forge | 37863 | 0.92 | 0.9
170764 | 47A17 | BARTLETT RECRU STORE FRONT | 470NG | TENNESSEE NATIONAL GUARD | ARGUARD |  | United States | Tennessee | Shelby | Bartlett | 38134 | 0.89 | 0.87
182677 | 82387-12042 | HWY 64 BARTLETT | 82387 | JOINT RECRUITING PROGRAM | USACE | 7424 HWY 64 | United States | Tennessee | Shelby | Bartlett | 38134 | 0.89 | 0.87
187875 | 810078 | 235 NEW BYHALIA COLLIERVILLE | 82387 | JOINT RECRUITING PROGRAM | USACE | 235 New Byhalia Road | United States | Tennessee | Shelby | Collierville | 38017 | 0.89 | 0.87
182408 | 82387-12805 | S GERMANTOWN RD CORDOVA | 82387 | JOINT RECRUITING PROGRAM | USACE | 420 S GERMANTOWN RD SUITE 9-A | United States | Tennessee | Shelby | Cordova | 38018 | 0.89 | 0.87
185595 | 710953 | 480 BEALE STREET MEMPHIS | 66155 |  | USACE | 480 BEALE STREET MEPS | United States | Tennessee | Shelby | Memphis | 38103 | 0.89 | 0.87
182806 | 82387-12379 | N GERMANTOWN PKWY MEMPHIS | 82387 | JOINT RECRUITING PROGRAM | USACE | 1400 N GERMANTOWN PARKWAY SUITE 111 | United States | Tennessee | Shelby | Memphis | 38106 | 0.89 | 0.87
182438 | 82387-11506 | CHICKASAW CROSS MEMPHIS | 82387 | JOINT RECRUITING PROGRAM | USACE | 2863 CHICKASAW CROSS SHOPPING CENTER | United States | Tennessee | Shelby | Memphis | 38111 | 0.89 | 0.87
108 | M68479-0006 | MEMPHIS TN MCRC | M68479 | HDQTRS 4TH MARDIV NEW ORLEANS | MCRES | 3114 Jackson Avenue | United States | Tennessee | Shelby | Memphis | 38112 | 0.89 | 0.87
6916 | 47675 | QUINN USARC/AMSA #150(G) | 01530 | 81ST RRC - ALABAMA | ARRES | 2562 Avery Avenue | United States | Tennessee | Shelby | Memphis | 38112 | 0.89 | 0.87
542 | N00639-MT | NSWC CARDEROCK DIV | N00639 | NAVSUPPACT MIDSOUTH MEMPHIS TN | NAVACT | 2700 Channel Avenue | United States | Tennessee | Shelby | Memphis | 38113 | 0.89 | 0.87
4678 | 47425 | DEFENSE DEPOT MEMPHIS | 47425 | DEFENSE DEPOT MEMPHIS | ARACT | 2163 Airways Blvd | United States | Tennessee | Shelby | Memphis | 38114 | 0.89 | 0.87
189999 | 47G37 | MEMPHIS STOREFRONT | 470NG | TENNESSEE NATIONAL GUARD | ARGUARD |  | United States | Tennessee | Shelby | Memphis | 38117 | 0.89 | 0.87
2803 | PYKL0001 | MEMPHIS IAP SITE # 1 | PYKL | MEMPHIS IAP | AFGUARD | 2815 Democrat Road | United States | Tennessee | Shelby | Memphis | 38118 | 0.89 | 0.87
6148 | 47C45 | MEMPHIS | 470NG | TENNESSEE NATIONAL GUARD | ARGUARD | 2610 E Holmes RD | United States | Tennessee | Shelby | Memphis | 38118 | 0.89 | 0.87
187882 | 810000 | 2650 THOUSAND OAKS BLVD MEMPHIS | 82387 | JOINT RECRUITING PROGRAM | USACE | 2650 Thousand Oaks Boulevard | United States | Tennessee | Shelby | Memphis | 38118 | 0.89 | 0.87
182439 | 82387-12941 | SHELBY OAKS DR MEMPHIS | 82387 | JOINT RECRUITING PROGRAM | USACE | 5909 SHELBY OAKS DR SUITE 206 | United States | Tennessee | Shelby | Memphis | 38134 | 0.89 | 0.87
182442 | 82387-11999 | HIGHWAY 51 N MILLINGTON | 82387 | JOINT RECRUITING PROGRAM | USACE | 8017 HIGHWAY 51 N | United States | Tennessee | Shelby | Millington | 38053 | 0.96 | 0.94
191244 | 47500 | SPECIALIST CHRISTOPHER T. FOX USAR AMSA | 01530 | 81ST RRC - ALABAMA | ARRES |  | United States | Tennessee | Shelby | Millington | 38053 | 0.96 | 0.94
149 | N00639 | NAVSUPPACT MIDSOUTH MEMPHIS TN | N00639 | NAVSUPPACT MIDSOUTH MEMPHIS TN | NAVACT | 5722 Integrity Drive | United States | Tennessee | Shelby | Millington | 38054 | 0.96 | 0.94
6581 | 4763A | NSA MILLINGTON USARC | 01530 | 81ST RRC - ALABAMA | ARRES | 5722 Integrity Drive | United States | Tennessee | Shelby | Millington | 38054 | 0.96 | 0.94
189656 | N00639-HW | HAZARDOUS WASTE STRG | N00639 | NAVSUPPACT MIDSOUTH MEMPHIS TN | NAVACT | 5722 Integrity Drive | United States | Tennessee | Shelby | Millington | 38054 | 0.96 | 0.94
189657 | N00639-HH | HOSPITAL HOUSING | N00639 | NAVSUPPACT MIDSOUTH MEMPHIS TN | NAVACT | 5722 Integrity Drive | United States | Tennessee | Shelby | Millington | 38054 | 0.96 | 0.94
189658 | N00639-SS | OLD SERVICE STATION | N00639 | NAVSUPPACT MIDSOUTH MEMPHIS TN | NAVACT | 5722 Integrity Drive | United States | Tennessee | Shelby | Millington | 38054 | 0.96 | 0.94
189709 | N00639-NS | NORTHSIDE MID-SOUTH | N00639 | NAVSUPPACT MIDSOUTH MEMPHIS TN | NAVACT | 5722 Integrity Drive | United States | Tennessee | Shelby | Millington | 38054 | 0.96 | 0.94
182441 | 82387-12491 | NAS MILLINGTON | 82387 | JOINT RECRUITING PROGRAM | USACE | BLDG S-239 WING 7 | United States | Tennessee | Shelby | Millington | 38054 | 0.96 | 0.94
5234 | 47A38 | GORDONSVILLE | 470NG | TENNESSEE NATIONAL GUARD | ARGUARD | 101 Transport DR | United States | Tennessee | Smith | Gordonsville | 38563 | 0.92 | 0.9
4143 | 47A20 | BRISTOL | 470NG | TENNESSEE NATIONAL GUARD | ARGUARD | 611 Bluff City HWY | United States | Tennessee | Sullivan | Bristol | 37620 | 0.92 | 0.9
190513 | 822343 | 2917 ANTIOCH RD JOHNSON CITY | 70132 | INDEPENDENT DUTY HOUSING PROGRAM | USACE | 2917 Antioch Road | United States | Tennessee | Sullivan | Johnson City | 37604 | 0.92 | 0.9
191411 | 823833 | 208 SUNSET DRIVE JOHNSON CITY | 82387 | JOINT RECRUITING PROGRAM | USACE | 208 Sunset Drive | United States | Tennessee | Sullivan | Johnson City | 37604 | 0.92 | 0.9
5471 | 47305 | HOLSTON AAP | 47305 | HOLSTON ARMY AMMUNITION PLANT | ARACT | 4509 West Stone Drive | United States | Tennessee | Sullivan | Kingsport | 37660 | 0.92 | 0.9
186109 | 800892 | EAST STONE KINGSPORT | 82387 | JOINT RECRUITING PROGRAM | USACE | East Stone Drive | United States | Tennessee | Sullivan | Kingsport | 37660 | 0.92 | 0.9
5149 | 47B20 | GALLATIN | 470NG | TENNESSEE NATIONAL GUARD | ARGUARD | 1250 Hartsville Pk | United States | Tennessee | Sumner | Gallatin | 37066 | 0.92 | 0.9
185572 | 82387-10332 | 160 N BELVEDERE A GALLATIN | 82387 | JOINT RECRUITING PROGRAM | USACE | 160 N BELVEDERE A | United States | Tennessee | Sumner | Gallatin | 37066 | 0.92 | 0.9
4572 | 47A85 | COVINGTON | 470NG | TENNESSEE NATIONAL GUARD | ARGUARD | 4500 Mueller Brass RD | United States | Tennessee | Tipton | Covington | 38019 | 0.92 | 0.9
4881 | 47B12 | ERWIN | 470NG | TENNESSEE NATIONAL GUARD | ARGUARD | 615 S Main AVE | United States | Tennessee | Unicoi | Erwin | 37650 | 0.92 | 0.9
6134 | 47C30 | MCMINNVILLE | 470NG | TENNESSEE NATIONAL GUARD | ARGUARD | 106 Security Circle | United States | Tennessee | Warren | McMinnville | 37110 | 0.92 | 0.9
190449 | 47C31 | MCMINNVILLE | 470NG | TENNESSEE NATIONAL GUARD | ARGUARD |  | United States | Tennessee | Warren | McMinnville | 37110 | 0.92 | 0.9
170818 | 47E77 | JOHNSON CITY STOREFRONT | 470NG | TENNESSEE NATIONAL GUARD | ARGUARD |  | United States | Tennessee | Washington | Johnson City | 37601 | 0.92 | 0.9
184878 | 82387-10473 | 208 EASTERN SUNSET JOHNSON CITY | 82387 | JOINT RECRUITING PROGRAM | USACE | 208 EASTERN SUNSET SUITE 520 | United States | Tennessee | Washington | Johnson City | 37601 | 0.92 | 0.9
185813 | 710419 | 2102 N ROAN ST JOHNSON CITY | 82387 | JOINT RECRUITING PROGRAM | USACE | 2102 N ROAN ST | United States | Tennessee | Washington | Johnson City | 37601 | 0.92 | 0.9
5640 | 47B22 | JOHNSON CITY GRAY | 470NG | TENNESSEE NATIONAL GUARD | ARGUARD | 253 Don May DR | United States | Tennessee | Washington | Johnson City | 37615 | 0.92 | 0.9
190664 | 822693 | 450 MOUNT ZION CHURCH RD JONESBORO | 70132 | INDEPENDENT DUTY HOUSING PROGRAM | USACE | 450 Mount Zion Church Road | United States | Tennessee | Washington | Jonesboro | 37659 | 0.92 | 0.9
5641 | 47695 | JOHNSON CITY USARC | 01530 | 81ST RRC - ALABAMA | ARRES | Highway 81 | United States | Tennessee | Washington | Unknown | 37643 | 0.92 | 0.9
7825 | 47E00 | WAYNESBORO | 470NG | TENNESSEE NATIONAL GUARD | ARGUARD | 3849HWY 63 | United States | Tennessee | Wayne | Waynesboro | 38485 | 0.92 | 0.9
4762 | 47B00 | DRESDEN | 470NG | TENNESSEE NATIONAL GUARD | ARGUARD | 122 W Maple ST Suite A | United States | Tennessee | Weakley | Dresden | 38225 | 0.92 | 0.9
183521 | 82387-12699 | REGINA ST MARTIN | 82387 | JOINT RECRUITING PROGRAM | USACE | 113 REGINA STREET | United States | Tennessee | Weakley | Martin | 38237 | 0.92 | 0.9
7333 | 47D55 | SPARTA | 470NG | TENNESSEE NATIONAL GUARD | ARGUARD | 1803 N Hillcrest DR | United States | Tennessee | White | Sparta | 38583 | 0.92 | 0.9
183895 | 800262 | 1724 CAROUTHERS PARKWAY BRENTWOOD | 82387 | JOINT RECRUITING PROGRAM | USACE | 1724 Carouthers Parkway | United States | Tennessee | Williamson | Brentwood | 37027 | 0.92 | 0.9
182778 | 82387-11888 | FRAZIER DR FRANKLIN | 82387 | JOINT RECRUITING PROGRAM | USACE | 600 B FRAZIER DR | United States | Tennessee | Williamson | Franklin | 37067 | 0.92 | 0.9
5849 | 47B95 | LEBANON | 470NG | TENNESSEE NATIONAL GUARD | ARGUARD | 1010 Leeville RD | United States | Tennessee | Wilson | Lebanon | 37090 | 0.92 | 0.9
191763 | 47B94 | LEBANON FMS | 470NG | TENNESSEE NATIONAL GUARD | ARGUARD |  | United States | Tennessee | Wilson | Lebanon | 37090 | 0.92 | 0.9
188184 | 47G27 | MT. JULIET STOREFRONT | 470NG | TENNESSEE NATIONAL GUARD | ARGUARD |  | United States | Tennessee | Wilson | Mount Juliet | 37122 | 0.92 | 0.9
190316 | 822219 | 2108 ERIN LANE MOUNT JULIET | 70132 | INDEPENDENT DUTY HOUSING PROGRAM | USACE | 2108 Erin Lane | United States | Tennessee | Wilson | Mount Juliet | 37122 | 0.92 | 0.9
190332 | 822375 | 2592 N. MT JULIET ROAD MOUNT JULIET | 82387 | JOINT RECRUITING PROGRAM | USACE | 2592 N. Mt Juliet Road | United States | Tennessee | Wilson | Mount Juliet | 37122 | 0.92 | 0.9
190367 | 822779 | 430 LAUREL HILLS DR MOUNT JULIET | 70132 | INDEPENDENT DUTY HOUSING PROGRAM | USACE | 430 Laurel Hills Drive | United States | Tennessee | Wilson | Mount Juliet | 37122 | 0.92 | 0.9
191648 | 824259 | 435 PLEASANT GROVE ROAD MOUNT JULIET | 82387 | JOINT RECRUITING PROGRAM | USACE | 435 Pleasant Grove Road | United States | Tennessee | Wilson | Mount Juliet | 37122 | 0.92 | 0.9
6688 | 48F90 | PALESTINE | 480NG | TEXAS NATIONAL GUARD | ARGUARD | 601 Armory RD | United States | Texas | Anderson | Palestine | 75801 | 0.82 | 0.79
3615 | 48685 | ROQUE O SEGURA USARC | 06510 | 63RD RRC - CALIFORNIA | ARRES |  | United States | Texas | Anderson | Unknown | 79980 | 0.82 | 0.79
5985 | 4898A | LUFKIN USARC | 06510 | 63RD RRC - CALIFORNIA | ARRES |  | United States | Texas | Angelina | Lufkin | 75901 | 0.82 | 0.79
188600 | 48763 | LUFKIN AFRC | 06510 | 63RD RRC - CALIFORNIA | ARRES |  | United States | Texas | Angelina | Lufkin | 75901 | 0.82 | 0.79
381 | N00216-AR | ARANSAS COUNTY AIRPORT | N00216 | NAS CORPUS CHRISTI TX | NAVACT | 421 John D. Wenell Street | United States | Texas | Aransas | Rockport | 78382 | 0.87 | 0.83
2466 | MRGD0001 | LAKE KICKAPOO SPACE SURVEILLANCE STATION | TDKA | PETERSON AFB | AFACT |  | United States | Texas | Archer | Archer City | 76351 | 0.82 | 0.79
4291 | 48555 | CAMP SWIFT | 48555 | CAMP SWIFT | ARGUARD | 1705 HWY 95 N | United States | Texas | Bastrop | Bastrop | 78602 | 0.82 | 0.79
187446 | 801254 | 696 HWY 71 WEST BASTROP | 82387 | JOINT RECRUITING PROGRAM | USACE |  | United States | Texas | Bastrop | Bastrop | 78602 | 0.82 | 0.79
188525 | 820412 | 404 FM 351 EAST BEEVILLE | 82387 | JOINT RECRUITING PROGRAM | USACE | 404 FM 351 East | United States | Texas | Bee | Beeville | 78102 | 0.82 | 0.79
188485 | 820406 | 201 E. CENTRAL TEXAS EXPRESSWAY HARKER HEIGHTS | 82387 | JOINT RECRUITING PROGRAM | USACE | 201 E. Central Texas Expressway | United States | Texas | Bell | Harker Heights | 76548 | 0.82 | 0.79
5727 | 48E52 | KILLEEN | 480NG | TEXAS NATIONAL GUARD | ARGUARD | 3101 West South Young DR | United States | Texas | Bell | Killeen | 73542 | 0.91 | 0.88
184740 | 18081-10047 | 1202A/5600A RIO BOULEVARD KILLEEN | 18081 | ARMY MISSION SUPPORT | USACE | 1202A/5600A RIO BOULEVARD | United States | Texas | Bell | Killeen | 76542 | 0.91 | 0.88
184741 | 82387-11665 | E CENTRAL EXPWY KILLEEN | 82387 | JOINT RECRUITING PROGRAM | USACE | 2210 E CENTRAL EXPWY STE 204B | United States | Texas | Bell | Killeen | 76543 | 0.91 | 0.88
5010 | 48255 | FORT HOOD | 48255 | FORT HOOD | ARACT | 1001 761st Tank Battaltion Avenue | United States | Texas | Bell | Killeen | 76544 | 0.91 | 0.88
185638 | 05250-10008 | 7720-F AIRPORT ROAD TEMPLE | 06510 | 63RD RRC - CALIFORNIA | ARRES | 7720-F AIRPORT ROAD | United States | Texas | Bell | Temple | 76501 | 0.91 | 0.88
7526 | 48421 | TEMPLE | 480NG | TEXAS NATIONAL GUARD | ARGUARD | 875 HWY 49 W | United States | Texas | Bell | Temple | 76502 | 0.91 | 0.88
184470 | 82387-12756 | S 31ST ST TEMPLE | 82387 | JOINT RECRUITING PROGRAM | USACE | 3111 S 31ST ST COLONIAL MALL | United States | Texas | Bell | Temple | 76502 | 0.91 | 0.88
189979 | 821963 | 5231 BROADWAY ALAMO HEIGHTS | 82387 | JOINT RECRUITING PROGRAM | USACE |  | United States | Texas | Bexar | Alamo Heights | 78209 | 0.85 | 0.83
1521 | CNBC0001 | BROOKS SITE # 1 | CNBC | BROOKS CITY AFB, SA | AFACT | 2510 Kennedy Circle | United States | Texas | Bexar | Brooks AFB | 78235 | 0.87 | 0.85
5047 | JBSF0001 | FORT SAM HOUSTON | JBSF | FORT SAM HOUSTON | AFACT | Intersection of I 35 and Binz-Engleman Rd | United States | Texas | Bexar | Fort Sam Houston | 78234 | 0.87 | 0.85
182285 | 82387-11874 | FORT SAM HOUSTON | 82387 | JOINT RECRUITING PROGRAM | USACE | 1265 BUCK ROAD BLDG 2003 | United States | Texas | Bexar | Fort Sam Houston | 78234 | 0.87 | 0.85
189437 | JBSC0001 | MEDICAL CENTER ANNEX SITE # 1 | JBSF | FORT SAM HOUSTON | AFACT |  | United States | Texas | Bexar | Fort Sam Houston | 78234 | 0.87 | 0.85
189438 | JBSG0001 | GRAYSON STREET ANNEX SITE # 1 | JBSF | FORT SAM HOUSTON | AFACT |  | United States | Texas | Bexar | Fort Sam Houston | 78234 | 0.87 | 0.85
2334 | KELL0001 | KELLY FIELD ANNEX SITE # 1 | MPLS | JOINT BASE SAN ANTONIO | AFACT | 102 Hall Boulevard | United States | Texas | Bexar | Kelly Field | 78236 | 0.87 | 0.85
2461 | MPLS0001 | JBSA-LACKLAND SITE #1 | MPLS | JOINT BASE SAN ANTONIO | AFACT | 1701 Kenly Avenue | United States | Texas | Bexar | Lackland AFB | 78236 | 0.87 | 0.85
2462 | MPYJ0001 | LACKLAND TRAINING ANNEX SITE # 1 | MPLS | JOINT BASE SAN ANTONIO | AFACT | 1000 Mercury Drive | United States | Texas | Bexar | Lackland AFB | 78236 | 0.87 | 0.85
188933 | MPLS0002 | JBSA-LACKLAND SITE #2 | MPLS | JOINT BASE SAN ANTONIO | AFACT |  | United States | Texas | Bexar | Lackland AFB | 78236 | 0.87 | 0.85
188934 | MPLS0003 | JBSA-LACKLAND SITE #3 | MPLS | JOINT BASE SAN ANTONIO | AFACT |  | United States | Texas | Bexar | Lackland AFB | 78236 | 0.87 | 0.85
188940 | MPLS0004 | JBSA-LACKLAND SITE #4 | MPLS | JOINT BASE SAN ANTONIO | AFACT |  | United States | Texas | Bexar | Lackland AFB | 78236 | 0.87 | 0.85
189849 | 821984 | 6417 BANDERA ROAD LEON VALLEY | 82387 | JOINT RECRUITING PROGRAM | USACE | 6417 Bandera Road | United States | Texas | Bexar | Leon Valley | 78238 | 0.85 | 0.83
182785 | 82387-11174 | 7905 PAT BOOKER LIVE OAK | 82387 | JOINT RECRUITING PROGRAM | USACE | 7905 PAT BOOKER | United States | Texas | Bexar | Live Oak | 78233 | 0.85 | 0.83
188941 | TYMX0002 | LEASED DATA ASSETS | TYMX | RANDOLPH AIR FORCE BASE | AFACT |  | United States | Texas | Bexar | Randolph AFB | 78150 | 0.87 | 0.85
190183 | N00216-MX | NAVY RANDOLPH | N00216 | NAS CORPUS CHRISTI TX | NAVACT |  | United States | Texas | Bexar | San Antonio | 78150 | 0.87 | 0.85
190208 | N00216-SB | NAVMISSA | N00216 | NAS CORPUS CHRISTI TX | NAVACT |  | United States | Texas | Bexar | San Antonio | 78150 | 0.87 | 0.85
184924 | 18081-10181 | 615 E HOUSTON ST SAN ANTONIO | 18081 | ARMY MISSION SUPPORT | USACE | 615 E HOUSTON ST | United States | Texas | Bexar | San Antonio | 78163 | 0.85 | 0.83
190968 | N00216-SS | SPAWAR SAN ANTONIO | N00216 | NAS CORPUS CHRISTI TX | NAVACT |  | United States | Texas | Bexar | San Antonio | 78205 | 0.87 | 0.85
4107 | 48830 | BOSWELL STREET USARC | 06510 | 63RD RRC - CALIFORNIA | ARRES | 432 Boswell | United States | Texas | Bexar | San Antonio | 78214 | 0.85 | 0.83
184979 | 18081-10171 | 530 MCCULLOUGH AVE. SAN ANTONIO | 18081 | ARMY MISSION SUPPORT | USACE | 530 MCCULLOUGH AVE. | United States | Texas | Bexar | San Antonio | 78215 | 0.85 | 0.83
189155 | 821143 | PARK NORTH PLAZA, 602 NW LOOP 410 SAN ANTONIO | 82387 | JOINT RECRUITING PROGRAM | USACE | 602 NW Loop 410 | United States | Texas | Bexar | San Antonio | 78216 | 0.85 | 0.83
184978 | 82387-10198 | 12950 COUNTRY PKWY SAN ANTONIO | 82387 | JOINT RECRUITING PROGRAM | USACE | 12950 COUNTRY PKWY SUITE 165 | United States | Texas | Bexar | San Antonio | 78216 | 0.85 | 0.83
187668 | 82387-12509 | NE LOOP 410 SAN ANTONIO | 82387 | JOINT RECRUITING PROGRAM | USACE | 84 N.E. LOOP 410 STES 130 | United States | Texas | Bexar | San Antonio | 78216 | 0.85 | 0.83
184977 | 82387-12637 | PERRIN-BEITEL SAN ANTONIO | 82387 | JOINT RECRUITING PROGRAM | USACE | 12008 PERRIN-BEITEL | United States | Texas | Bexar | San Antonio | 78217 | 0.85 | 0.83
186636 | 801259 | 8610 NEW BRAUNFELS SAN ANTONIO | 18081 | ARMY MISSION SUPPORT | USACE | 8610 New Braunfels Avenue | United States | Texas | Bexar | San Antonio | 78217 | 0.85 | 0.83
188252 | 820336 | 1777 NE LOOP 410 SAN ANTONIO | 82387 | JOINT RECRUITING PROGRAM | USACE | 1777 NE Loop 410 | United States | Texas | Bexar | San Antonio | 78217 | 0.85 | 0.83
190432 | 821103 | 8700 TESORO DRIVE SAN ANTONIO | 82387 | JOINT RECRUITING PROGRAM | USACE | 8700 Tesoro Drive | United States | Texas | Bexar | San Antonio | 78217 | 0.85 | 0.83
191224 | 823717 | 8800 BROADWAY SAN ANTONIO | 82387 | JOINT RECRUITING PROGRAM | USACE | 8800 Broadway | United States | Texas | Bexar | San Antonio | 78217 | 0.85 | 0.83
184983 | 82387-13338 | WALZEM RD SAN ANTONIO | 82387 | JOINT RECRUITING PROGRAM | USACE | 5259 WALZEM RD STES A,B & C | United States | Texas | Bexar | San Antonio | 78218 | 0.85 | 0.83
326 | N00216-SA | NAVOPSPTCEN SAN ANTONIO | N00216 | NAS CORPUS CHRISTI TX | NAVACT | 3837 Binz-Engleman Road | United States | Texas | Bexar | San Antonio | 78219 | 0.85 | 0.83
6098 | 48G75 | MARTINDALE - AASF | 480NG | TEXAS NATIONAL GUARD | ARGUARD | 5500 IH 10 E | United States | Texas | Bexar | San Antonio | 78219 | 0.85 | 0.83
184974 | 82387-12924 | SE MILITARY DR SAN ANTONIO | 82387 | JOINT RECRUITING PROGRAM | USACE | 3303 SE MILITARY DR. | United States | Texas | Bexar | San Antonio | 78223 | 0.85 | 0.83
190779 | 822815 | 6919 S. ZARZAMORA STREET SAN ANTONIO | 82387 | JOINT RECRUITING PROGRAM | USACE | 6916 S. Zarzamora Street | United States | Texas | Bexar | San Antonio | 78224 | 0.85 | 0.83
4213 | 48831 | CALLAGHAN ROAD USARC | 06510 | 63RD RRC - CALIFORNIA | ARRES |  | United States | Texas | Bexar | San Antonio | 78228 | 0.85 | 0.83
7506 | 48485 | TARDEC FUELS & LUBES RSCH FAC | 26155 | DETROIT ARSENAL | ARACT | 6220 Culebra Road San Antonio, TX 78228 | United States | Texas | Bexar | San Antonio | 78228 | 0.85 | 0.83
186637 | 801258 | WOODSTOCK DRIVE SAN ANTONIO | 18081 | ARMY MISSION SUPPORT | USACE | Woodstock Drive | United States | Texas | Bexar | San Antonio | 78228 | 0.85 | 0.83
184926 | 82387-11358 | BABCOCK RD SAN ANTONIO | 82387 | JOINT RECRUITING PROGRAM | USACE | 2040 BABCOCK ROAD OAKVIEW MED CTR STE 406 | United States | Texas | Bexar | San Antonio | 78229 | 0.85 | 0.83
184925 | 800346 | 2710 IH 10 SAN ANTONIO | 82387 | JOINT RECRUITING PROGRAM | USACE | 2710 IH 10 | United States | Texas | Bexar | San Antonio | 78230 | 0.85 | 0.83
188568 | 820424 | 9901 IH-10 WEST SAN ANTONIO | 82387 | JOINT RECRUITING PROGRAM | USACE | 9901 IH-10 West | United States | Texas | Bexar | San Antonio | 78230 | 0.85 | 0.83
184986 | 82387-11198 | 8200 IH-10 WEST SAN ANTONIO | 82387 | JOINT RECRUITING PROGRAM | USACE | 8200 IH-10 WEST SUITE 101 | United States | Texas | Bexar | San Antonio | 78230 | 0.85 | 0.83
184928 | 82387-12904 | SAN PEDRO SAN ANTONIO | 82387 | JOINT RECRUITING PROGRAM | USACE | 15909 SAN PEDRO | United States | Texas | Bexar | San Antonio | 78232 | 0.85 | 0.83
188994 | 821335 | BROOKE ARMY MEDICAL CENTER - EUL SITE | 18081 | ARMY MISSION SUPPORT | USACE |  | United States | Texas | Bexar | San Antonio | 78234 | 0.87 | 0.85
184976 | 710806 | 950 STANLEY ROAD SAN ANTONIO | 66155 |  | USACE | 950 Stanley Road | United States | Texas | Bexar | San Antonio | 78234 | 0.85 | 0.83
188993 | MPYJ0002 | LEASED DATA ASSET MPYJ | MPLS | LACKLAND AIR FORCE BASE | AFACT |  | United States | Texas | Bexar | San Antonio | 78236 | 0.87 | 0.85
170318 | 48G72 | STR FNT RECRUITERS SAN ANTONIO 1 | 480NG | TEXAS NATIONAL GUARD | ARGUARD |  | United States | Texas | Bexar | San Antonio | 78238 | 0.85 | 0.83
184984 | 710404 | SW RESEARCH INST SAN ANTONIO | 18081 | ARMY MISSION SUPPORT | USACE | SW RESEARCH INST | United States | Texas | Bexar | San Antonio | 78238 | 0.85 | 0.83
189476 | 82387-10732 | 3287- 3247-3271 WURZBACH SAN ANTONIO | 82387 | JOINT RECRUITING PROGRAM | USACE | 3287- 3247-3271 WURZBACH | United States | Texas | Bexar | San Antonio | 78238 | 0.85 | 0.83
190182 | N00216-LS | MEDINA ANNEX | N00216 | NAS CORPUS CHRISTI TX | NAVACT |  | United States | Texas | Bexar | San Antonio | 78243 | 0.85 | 0.83
190106 | 822192 | 8739 BANDERA SAN ANTONIO | 82387 | JOINT RECRUITING PROGRAM | USACE | 8739 Bandera Road | United States | Texas | Bexar | San Antonio | 78250 | 0.85 | 0.83
184981 | 82387-12668 | POTRANCO SAN ANTONIO | 82387 | JOINT RECRUITING PROGRAM | USACE | 9732 POTRANCO SPACES 1, 2, 3, 4 | United States | Texas | Bexar | San Antonio | 78251 | 0.85 | 0.83
4236 | CYRB0001 | CAMP BULLIS TRAINING ANNEX SITE # 1 | JBSF | FORT SAM HOUSTON | AFACT | 1301 Wilkerson Avenue | United States | Texas | Bexar | San Antonio | 78257 | 0.87 | 0.85
3209 | TYMX0001 | RANDOLPH AIR FORCE BASE SITE # 1 | TYMX | RANDOLPH AIR FORCE BASE | AFACT | 1 Washington Circle | United States | Texas | Bexar | Unknown | 78150 | 0.87 | 0.85
2430 | MBPB0001 | KELLY AIR FORCE BASE SITE # 1 | MPLS | LACKLAND AIR FORCE BASE | AFACT | 1701 Kenly Avenue | United States | Texas | Bexar | Unknown | 78236 | 0.87 | 0.85
191234 | 48275 | BRYAN USARC | 06510 | 63RD RRC - CALIFORNIA | ARRES | N Harvey Mitchell Parkway | United States | Texas | Bowie | Bryan | 77807 | 0.82 | 0.79
191431 | 823936 | 8369 FM 2149 MAUD | 70132 | INDEPENDENT DUTY HOUSING PROGRAM | USACE | 8369 FM 2149 | United States | Texas | Bowie | Maud | 75567 | 0.79 | 0.77
190066 | 822207 | 336 N. PECAN STREET NASH | 70132 | INDEPENDENT DUTY HOUSING PROGRAM | USACE | 336 N. Pecan Street | United States | Texas | Bowie | Nash | 75569 | 0.79 | 0.77
185028 | 18081-10049 | 122 E U.S. HWY 82 NEW BOSTON | 18081 | ARMY MISSION SUPPORT | USACE | 122 E U.S. HWY 82 RED RIVER ARMY DEPOT | United States | Texas | Bowie | New Boston | 75570 | 0.79 | 0.77
185029 | 18081-10035 | 107 CHAPEL LANE BOSTON | 18081 | ARMY MISSION SUPPORT | USACE | 107 Chapel Lane | United States | Texas | Bowie | New Boston | 75570 | 0.79 | 0.77
186066 | 800942 | TEXAS AVENUE NEW BOSTON | 18081 | ARMY MISSION SUPPORT | USACE | Texas Avenue | United States | Texas | Bowie | New Boston | 75570 | 0.79 | 0.77
187025 | 800941 | SERVICE STREET NEW BOSTON | 18081 | ARMY MISSION SUPPORT | USACE | Service Street | United States | Texas | Bowie | New Boston | 75570 | 0.79 | 0.77
7811 | 48855 | WATTS-GUILLOT USARC | 06510 | 63RD RRC - CALIFORNIA | ARRES | 2800 W. 15th Street | United States | Texas | Bowie | Texarkana | 73542 | 0.79 | 0.77
114 | M68479-0013 | TEXARKANA TX MCRC | M68479 | HDQTRS 4TH MARDIV NEW ORLEANS | MCRES | 2515 College Drive | United States | Texas | Bowie | Texarkana | 75501 | 0.79 | 0.77
184829 | 82387-12706 | RICHMOND RD TEXARKANA | 82387 | JOINT RECRUITING PROGRAM | USACE | 2400 RICHMOND ROAD SUITE 103 | United States | Texas | Bowie | Texarkana | 75503 | 0.79 | 0.77
186457 | 710084 | 3114 MOORES LANE TEXARKANA | 70132 | INDEPENDENT DUTY HOUSING PROGRAM | USACE | 3114 Moores Lane | United States | Texas | Bowie | Texarkana | 75503 | 0.79 | 0.77
189744 | 821924 | 4132 MCKNIGHT ROAD TEXARKANA | 82387 | JOINT RECRUITING PROGRAM | USACE | 4132 McKnight Road | United States | Texas | Bowie | Texarkana | 75503 | 0.79 | 0.77
190993 | 823418 | 1306 BRAZOS STREET TEXARKANA | 70132 | INDEPENDENT DUTY HOUSING PROGRAM | USACE | 1306 Brazos Street | United States | Texas | Bowie | Texarkana | 75503 | 0.79 | 0.77
191880 | 824476 | 4909 LESLEY LANE TEXARKANA | 70132 | INDEPENDENT DUTY HOUSING PROGRAM | USACE | 4909 Lesley Lane | United States | Texas | Bowie | Texarkana | 75503 | 0.79 | 0.77
5942 | 48305 | LONE STAR AAP | 48255 | FORT HOOD | ARACT | Adjacent to the south of Route 82 between State Hwy. 8 and North Farm 2148 | United States | Texas | Bowie | Texarkana | 75505 | 0.79 | 0.77
6955 | 48515 | RED RIVER ARMY DEPOT | 48515 | RED RIVER ARMY DEPOT | ARACT | 100 Main Drive | United States | Texas | Bowie | Texarkana | 75507 | 0.79 | 0.77
3811 | 48A30 | ANGLETON | 480NG | TEXAS NATIONAL GUARD | ARGUARD | 716 County RD 428 | United States | Texas | Brazoria | Angleton | 77515 | 0.82 | 0.79
184245 | 82387-11994 | HIGHWAY 332 LAKE JACKSON | 82387 | JOINT RECRUITING PROGRAM | USACE | 120 HIGHWAY 332 SUITE A-9/10 | United States | Texas | Brazoria | Lake Jackson | 77566 | 0.82 | 0.79
183594 | 800344 | 1510 BROADWAY PEARLAND | 82387 | JOINT RECRUITING PROGRAM | USACE | 1510 Broadway Street | United States | Texas | Brazoria | Pearland | 77581 | 0.82 | 0.79
191194 | 823579 | 4834 PINDER LANE PEARLAND | 70132 | INDEPENDENT DUTY HOUSING PROGRAM | USACE | 4834 Pinder Lane | United States | Texas | Brazoria | Pearland | 77584 | 0.82 | 0.79
183593 | 82387-10707 | 3145 SILVER LAKE VILLAGE PEARLAND | 82387 | JOINT RECRUITING PROGRAM | USACE | 3145 SILVER LAKE VILLAGE SUITE 108 | United States | Texas | Brazoria | Pearland | 77584 | 0.82 | 0.79
185961 | 710785 | 4022 BENTLEY DR. PEARLAND | 70132 | INDEPENDENT DUTY HOUSING PROGRAM | USACE | 4022 Bentley Dr. | United States | Texas | Brazoria | Pearland | 77584 | 0.82 | 0.79
6262 | 48645 | MOORE MEMORIAL USARC | 06510 | 63RD RRC - CALIFORNIA | ARRES | 511 Carson Street | United States | Texas | Brazos | Bryan | 77801 | 0.82 | 0.79
4169 | 48B40 | BRYAN | 480NG | TEXAS NATIONAL GUARD | ARGUARD | 1700 E 25th ST | United States | Texas | Brazos | Bryan | 77802 | 0.82 | 0.79
182455 | 82387-11974 | HARVEY RD COLLEGE STATION | 82387 | JOINT RECRUITING PROGRAM | USACE | 1500 HARVEY ROAD | United States | Texas | Brazos | College Station | 77840 | 0.82 | 0.79
182456 | 82387-13124 | UNIVERSITY DR COLLEGE STATION | 82387 | JOINT RECRUITING PROGRAM | USACE | 111 UNIVERSITY DRIVE SUITE 225 | United States | Texas | Brazos | College Station | 77840 | 0.82 | 0.79
191452 | N83447-TA | NROTC TEXAS A&M UNIV | N83447 | NAS JRB FT WORTH TX | NAVACT |  | United States | Texas | Brazos | College Station | 77841 | 0.82 | 0.79
190340 | 822790 | 314 ROBELMONT DRIVE COLLEGE STATION | 70132 | INDEPENDENT DUTY HOUSING PROGRAM | USACE | 314 Robelmont Drive | United States | Texas | Brazos | College Station | 77845 | 0.82 | 0.79
4233 | 48345 | CAMP BOWIE (FED) | 48409 | FORT WOLTERS TRAINING CENTER | ARGUARD | 4200 S HWY 377 | United States | Texas | Brown | Brownwood | 76801 | 0.82 | 0.79
4234 | 48B35 | CAMP BOWIE (State) | 480NG | TEXAS NATIONAL GUARD | ARGUARD | 5601 Fm 45 S | United States | Texas | Brown | Brownwood | 76801 | 0.82 | 0.79
4235 | 48141 | CAMP BOWIE - MUSGRAVE (FED) | 480NG | TEXAS NATIONAL GUARD | ARGUARD | 5601 Fm 45 S | United States | Texas | Brown | Brownwood | 76801 | 0.82 | 0.79
184333 | 82387-11784 | EARLY BLVD BROWNWOOD | 82387 | JOINT RECRUITING PROGRAM | USACE | 300 EARLY BLVD HEARTLAND MALL | United States | Texas | Brown | Brownwood | 76801 | 0.82 | 0.79
183611 | 82387-11993 | HIGHWAY 281 N MARBLE FALLS | 82387 | JOINT RECRUITING PROGRAM | USACE | 2511 HIGHWAY 281 NORTH NORTHLAKE PLAZA, SUITE 1000 | United States | Texas | Burnet | Marble Falls | 78654 | 0.82 | 0.79
187410 | 710887 | 105 WILDFLOWER BLVD MARBLE FALLS | 70132 | INDEPENDENT DUTY HOUSING PROGRAM | USACE |  | United States | Texas | Burnet | Marble Falls | 78654 | 0.82 | 0.79
6937 | 48635 | RATHJEN MEMORIAL USARC | 06510 | 63RD RRC - CALIFORNIA | ARRES | 340 Porter Street | United States | Texas | Cameron | Brownsville | 78520 | 0.82 | 0.79
189305 | 48923 | BROWNSVILLE AFRC | 06510 | 63RD RRC - CALIFORNIA | ARRES |  | United States | Texas | Cameron | Brownsville | 78520 | 0.82 | 0.79
182282 | 82387-12743 | RUBEN M TORRES BROWNSVILLE | 82387 | JOINT RECRUITING PROGRAM | USACE | 1805 RUBEN M TORRES SPACE A-B | United States | Texas | Cameron | Brownsville | 78521 | 0.82 | 0.79
329 | N00216-HA | NAVOPSPTCEN HARLINGEN TX | N00216 | NAS CORPUS CHRISTI TX | NAVACT | 1300 Teege Avenue | United States | Texas | Cameron | Harlingen | 78550 | 0.82 | 0.79
5355 | 4837B | HARLINGEN AFRC | 06510 | 63RD RRC - CALIFORNIA | ARRES | 1300 Teege Avenue | United States | Texas | Cameron | Harlingen | 78550 | 0.82 | 0.79
183602 | 82387-11796 | ED CAREY DR HARLINGEN | 82387 | JOINT RECRUITING PROGRAM | USACE | 825 ED CAREY DRIVE | United States | Texas | Cameron | Harlingen | 78550 | 0.82 | 0.79
191161 | 821967 | 2709 W. EXPRESSWAY 83 HARLINGEN | 82387 | JOINT RECRUITING PROGRAM | USACE | 2709 W. Expressway 83 | United States | Texas | Cameron | Harlingen | 78552 | 0.82 | 0.79
3150 | TENN0001 | TENNYSON DROP ZONE SITE # 1 | FNWZ | DYESS AIR FORCE BASE | AFACT | 286 Coke County Road 286 | United States | Texas | Coke | Bronte | 76953 | 0.82 | 0.79
182469 | 82387-12676 | PRESTON RD FRISCO | 82387 | JOINT RECRUITING PROGRAM | USACE | 7548 PRESTON ROAD SUITE 139 | United States | Texas | Collin | Frisco | 75034 | 0.82 | 0.79
187884 | 810121 | 2693 PRESTON ROAD FRISCO | 82387 | JOINT RECRUITING PROGRAM | USACE | 2693 Preston Road | United States | Texas | Collin | Frisco | 75034 | 0.82 | 0.79
191025 | 823472 | 3564 JEFFERSON DRIVE FRISCO | 70132 | INDEPENDENT DUTY HOUSING PROGRAM | USACE | 3564 Jefferson Drive | United States | Texas | Collin | Frisco | 75034 | 0.82 | 0.79
185186 | 82387-11714 | E LOUISIANA MCKINNEY | 82387 | JOINT RECRUITING PROGRAM | USACE | 208 E LOUISIANA STES 312 & 314 | United States | Texas | Collin | McKinney | 75069 | 0.82 | 0.79
191132 | 823685 | 1515 HERITAGE DRIVE MCKINNEY | 82387 | JOINT RECRUITING PROGRAM | USACE | 1515 Heritage Drive | United States | Texas | Collin | McKinney | 75069 | 0.82 | 0.79
185184 | 82387-12352 | N CENTRAL EXPRESSWAY MCKINNEY | 82387 | JOINT RECRUITING PROGRAM | USACE | 321 NORTH CENTRAL EXPRESSWAY SUITE 301 | United States | Texas | Collin | McKinney | 75070 | 0.82 | 0.79
191257 | 48F28 | STR FNT RECRUITIERS MCKINNEY | 480NG | TEXAS NATIONAL GUARD | ARGUARD |  | United States | Texas | Collin | McKinney | 75070 | 0.82 | 0.79
185185 | 82387-13320 | W UNIVERSITY DR MCKINNEY | 82387 | JOINT RECRUITING PROGRAM | USACE | 2414 W UNIVERSITY DR SUITE 114 | United States | Texas | Collin | McKinney | 75071 | 0.82 | 0.79
182474 | 82387-13291 | W PARKER RD PLANO | 82387 | JOINT RECRUITING PROGRAM | USACE | 301 W PARKER RD STES 215,217-219 | United States | Texas | Collin | Plano | 75023 | 0.82 | 0.79
182475 | 82387-10603 | 2600 AVENUE K PLANO | 82387 | JOINT RECRUITING PROGRAM | USACE | 2600 AVENUE K SUITE 239 | United States | Texas | Collin | Plano | 75074 | 0.82 | 0.79
183878 | 82387-10228 | 1331 N PLANO RD RICHARDSON | 82387 | JOINT RECRUITING PROGRAM | USACE | 1331 N PLANO RD MAIN STATION | United States | Texas | Collin | Richardson | 75081 | 0.82 | 0.79
7977 | 48I10 | WYLIE | 480NG | TEXAS NATIONAL GUARD | ARGUARD | 305 Helen AVE | United States | Texas | Collin | Wylie | 75098 | 0.82 | 0.79
7841 | 48H90 | WELLINGTON | 480NG | TEXAS NATIONAL GUARD | ARGUARD | 1230 5th ST | United States | Texas | Collingsworth | Wellington | 79095 | 0.82 | 0.79
191529 | 48D08 | EAGLE LAKE - CHALLENGE | 480NG | TEXAS NATIONAL GUARD | ARGUARD |  | United States | Texas | Colorado | Eagle Lake | 77434 | 0.82 | 0.79
1554 | DAXG0001 | CANYON LAKE RECREATION ANNEX SITE # 1 | TYMX | RANDOLPH AIR FORCE BASE | AFACT | 781 Jacobs Creek Park Road | United States | Texas | Comal | Canyon Lake | 78133 | 0.82 | 0.79
6391 | 48F75 | NEW BRAUNFELS | 480NG | TEXAS NATIONAL GUARD | ARGUARD | 2253 IH 35 W | United States | Texas | Comal | New Braunfels | 78130 | 0.82 | 0.79
189368 | 821467 | 2802 NORTH IH-35 NEW BRAUNFELS | 82387 | JOINT RECRUITING PROGRAM | USACE | 2802 North IH-35 | United States | Texas | Comal | New Braunfels | 78130 | 0.82 | 0.79
182779 | 82387-12131 | LIBERTY BELL LN COPPERAS COVE | 82387 | JOINT RECRUITING PROGRAM | USACE | 211 LIBERTY BELL LN STES 115, 117 & 119 | United States | Texas | Coryell | Copperas Cove | 76522 | 0.91 | 0.88
5173 | 48D25 | GATESVILLE | 480NG | TEXAS NATIONAL GUARD | ARGUARD | 3301 E Main ST | United States | Texas | Coryell | Gatesville | 76528 | 0.91 | 0.88
184534 | 800331 | 751 US HIGHWAY 67 NORTH CEDAR HILL | 82387 | JOINT RECRUITING PROGRAM | USACE | 751 US Highway 67 North | United States | Texas | Dallas | Cedar Hill | 75104 | 0.89 | 0.86
191635 | 824147 | 207 SOUTH HOUSTON STREET DALLAS | 82387 | JOINT RECRUITING PROGRAM | USACE | 207 South Houston Street | United States | Texas | Dallas | Dallas | 75202 | 0.89 | 0.86
2343 | KLZA0001 | HENSLEY FIELD AIR GUARD STATION SITE # 1 | KLZA | HENSLEY FIELD AIR GUARD STATION | AFGUARD | 8150 Jefferson Boulevard Northeast | United States | Texas | Dallas | Dallas | 75211 | 0.89 | 0.86
7909 | 48665 | WILLIAM HERZOG MEMORIAL USARC | 06510 | 63RD RRC - CALIFORNIA | ARRES |  | United States | Texas | Dallas | Dallas | 75216 | 0.89 | 0.86
4636 | 48C25 | DALLAS - CALIFORNIA CROSSING | 480NG | TEXAS NATIONAL GUARD | ARGUARD | 1775 California Crossing | United States | Texas | Dallas | Dallas | 75220 | 0.89 | 0.86
183596 | 82387-13242 | W ILLINOIS AVE DALLAS | 82387 | JOINT RECRUITING PROGRAM | USACE | 655 W ILLINOIS AVE BLDG 200, SUITE 260 | United States | Texas | Dallas | Dallas | 75224 | 0.89 | 0.86
183597 | 82387-11822 | ERL THORNTON FWY DALLAS | 82387 | JOINT RECRUITING PROGRAM | USACE | 9208 E. R.L. THORNTON FWY SUITE 201B | United States | Texas | Dallas | Dallas | 75228 | 0.89 | 0.86
183598 | 82387-11001 | 5787 S HAMPTON DALLAS | 82387 | JOINT RECRUITING PROGRAM | USACE | 5787 S HAMPTON STE 310 | United States | Texas | Dallas | Dallas | 75232 | 0.89 | 0.86
4638 | 48C10 | DALLAS - RED BIRD | 480NG | TEXAS NATIONAL GUARD | ARGUARD | 3130 Red Bird Lane | United States | Texas | Dallas | Dallas | 75237 | 0.89 | 0.86
190826 | 823047 | 2525 WEST WHEATLAND ROAD DALLAS | 82387 | JOINT RECRUITING PROGRAM | USACE | 2525 West Wheatland Road | United States | Texas | Dallas | Dallas | 75237 | 0.89 | 0.86
5667 | 48675 | JULES E MUCHERT USARC | 06510 | 63RD RRC - CALIFORNIA | ARRES | 10031 E. Northwest Highway | United States | Texas | Dallas | Dallas | 75238 | 0.89 | 0.86
189879 | 822075 | 13410 PRESTON ROAD DALLAS | 82387 | JOINT RECRUITING PROGRAM | USACE | 13410 Preston Road | United States | Texas | Dallas | Dallas | 75240 | 0.89 | 0.86
170960 | 710879 | 1114 COMMERCE ST DALLAS | 18081 | ARMY MISSION SUPPORT | USACE | 1114 COMMERCE ST | United States | Texas | Dallas | Dallas | 75242 | 0.89 | 0.86
183599 | 18081-10037 | 1100 COMMERCE DALLAS | 18081 | ARMY MISSION SUPPORT | USACE | 1100 COMMERCE | United States | Texas | Dallas | Dallas | 75242 | 0.89 | 0.86
185695 | 710598 | 207 SOUTH HOUSTON ST DALLAS | 66155 |  | USACE | 207 SOUTH HOUSTON ST | United States | Texas | Dallas | Dallas | 75242 | 0.89 | 0.86
186990 | 18081-10167 | 525 GRIFFIN DALLAS | 18081 | ARMY MISSION SUPPORT | USACE | 525 GRIFFIN | United States | Texas | Dallas | Dallas | 75242 | 0.89 | 0.86
2112 | HSKD0001 | GARLAND ANG SITE # 1 | KLZA | HENSLEY FIELD AIR GUARD STATION | AFGUARD | GLENBROOK DR | United States | Texas | Dallas | Garland | 75040 | 0.89 | 0.86
182470 | 82387-12570 | NW HWY GARLAND | 82387 | JOINT RECRUITING PROGRAM | USACE | 1215 NW HWY | United States | Texas | Dallas | Garland | 75041 | 0.89 | 0.86
184797 | 82387-12390 | N HIGHWAY 360 GRAND PRAIRIE | 82387 | JOINT RECRUITING PROGRAM | USACE | 2505 N. HIGHWAY 360 SUITE 250 | United States | Texas | Dallas | Grand Prairie | 75050 | 0.89 | 0.86
5253 | 48C20 | GRAND PRAIRIE (DNAS) | 480NG | TEXAS NATIONAL GUARD | ARGUARD | 1013 Lake Crest DR | United States | Texas | Dallas | Grand Prairie | 75051 | 0.89 | 0.86
184795 | 82387-12778 | S CARRIER PKWY GRAND PRAIRIE | 82387 | JOINT RECRUITING PROGRAM | USACE | 4116 S CARRIER PKWY STE 160 | United States | Texas | Dallas | Grand Prairie | 75052 | 0.89 | 0.86
182928 | 18081-10057 | 1350 WALNUT HILL LN IRVING | 18081 | ARMY MISSION SUPPORT | USACE | 1350 WALNUT HILL LN SUITE 150 | United States | Texas | Dallas | Irving | 75038 | 0.89 | 0.86
189093 | 820487 | 3571 N. BELTLINE IRVING | 82387 | JOINT RECRUITING PROGRAM | USACE | 3571 N. Beltline Road | United States | Texas | Dallas | Irving | 75038 | 0.89 | 0.86
190037 | 822234 | 1423 FURLONG COURT IRVING | 70132 | INDEPENDENT DUTY HOUSING PROGRAM | USACE | 1423 Furlong Court | United States | Texas | Dallas | Irving | 75060 | 0.89 | 0.86
182930 | 82387-12341 | N BELTLINE IRVING | 82387 | JOINT RECRUITING PROGRAM | USACE | 3445 N BELTLINE BELTLINE VILLAGE | United States | Texas | Dallas | Irving | 75062 | 0.89 | 0.86
182931 | 82387-11073 | 6440 BELTLINE ROAD N IRVING | 82387 | JOINT RECRUITING PROGRAM | USACE | 6440 BELTLINE ROAD N SUITE 150 | United States | Texas | Dallas | Irving | 75063 | 0.89 | 0.86
5343 | 48790 | HANBY-HAYDEN USARC | 06510 | 63RD RRC - CALIFORNIA | ARRES |  | United States | Texas | Dallas | Mesquite | 75149 | 0.89 | 0.86
170319 | 48F30 | STR FNT RECRUITERS MESQUITE | 480NG | TEXAS NATIONAL GUARD | ARGUARD |  | United States | Texas | Dallas | Mesquite | 75150 | 0.89 | 0.86
185233 | 82387-11787 | EAST HIGHWAY 80 MESQUITE | 82387 | JOINT RECRUITING PROGRAM | USACE | 3939 EAST HIGHWAY 80 SUITE 225 | United States | Texas | Dallas | Mesquite | 75150 | 0.89 | 0.86
185234 | 82387-11962 | GUS THOMASON MESQUITE | 82387 | JOINT RECRUITING PROGRAM | USACE | 3600 GUS THOMASON STE 160 A,B,C,D | United States | Texas | Dallas | Mesquite | 75150 | 0.89 | 0.86
7208 | 48837 | SEAGOVILLE USARC | 06510 | 63RD RRC - CALIFORNIA | ARRES | 701 W Simonds Rd | United States | Texas | Dallas | Seagoville | 75159 | 0.89 | 0.86
184533 | 710097 | 2150 NORTH JOSEY LANE CARROLLTON | 82387 | JOINT RECRUITING PROGRAM | USACE | 2150 NORTH JOSEY LANE | United States | Texas | Denton | Carrollton | 75006 | 0.82 | 0.79
4698 | 4896B | DENTON USARC | 06510 | 63RD RRC - CALIFORNIA | ARRES | 800 N. Loop 288 | United States | Texas | Denton | Denton | 76201 | 0.82 | 0.79
4697 | 48C60 | DENTON | 480NG | TEXAS NATIONAL GUARD | ARGUARD | 3105 W Prairie AVE | United States | Texas | Denton | Denton | 76205 | 0.82 | 0.79
184794 | 82387-10516 | 2219 SOUTH LOOP 288 DENTON | 82387 | JOINT RECRUITING PROGRAM | USACE | 2219 SOUTH LOOP 288 STES 201, 202 & 204 | United States | Texas | Denton | Denton | 76205 | 0.82 | 0.79
190452 | 48797 | DENTON USARC | 06510 | 63RD RRC - CALIFORNIA | ARRES | Jim Christal Road | United States | Texas | Denton | Denton | 76207 | 0.82 | 0.79
3589 | 48245 | HF RAD DENTON | 48515 | RED RIVER ARMY DEPOT | ARACT | Trinity Road | United States | Texas | Denton | Denton | 76208 | 0.82 | 0.79
184793 | 18081-10133 | 3923 MORSE STREET DENTON | 08005 | FORT CARSON | USACE | 3923 MORSE STREET SUITE 106 | United States | Texas | Denton | Denton | 76208 | 0.82 | 0.79
187830 | 48622 | LEWISVILLE ARMED FORCES RESERVE CENTER | 06510 | 63RD RRC - CALIFORNIA | ARRES |  | United States | Texas | Denton | Lewisville | 75007 | 0.82 | 0.79
182781 | 82387-11801 | EDMONDS LEWISVILLE | 82387 | JOINT RECRUITING PROGRAM | USACE | 650 EDMONDS SUITE 115 | United States | Texas | Denton | Lewisville | 75067 | 0.82 | 0.79
182783 | 82387-13265 | W MAIN ST LEWISVILLE | 82387 | JOINT RECRUITING PROGRAM | USACE | 1108 W MAIN ST STES 1108A&B,1148A&B | United States | Texas | Denton | Lewisville | 75067 | 0.82 | 0.79
1050 | N60241-GA | DIXIE TARGET RANGE | N60241 | NAS KINGSVILLE TX | NAVACT |  | United States | Texas | Duval | Seven Sisters | 78072 | 0.82 | 0.79
184392 | 82387-11639 | E 42ND ST ODESSA | 82387 | JOINT RECRUITING PROGRAM | USACE | 4101 EAST 42ND ST MUSIC CITY MALL | United States | Texas | Ector | Odessa | 79760 | 0.82 | 0.79
191322 | 823901 | 24 LAMPASAS TRAIL ODESSA | 70132 | INDEPENDENT DUTY HOUSING PROGRAM | USACE | 24 Old Lampasas Trail | United States | Texas | Ector | Odessa | 79765 | 0.82 | 0.79
182916 | 18081-10333 | FORT BLISS EL PASO | 18081 | ARMY MISSION SUPPORT | USACE | FORT BLISS | United States | Texas | El Paso | El Paso | 79902 | 0.81 | 0.78
183514 | 82387-12712 | RIO BRAVO EL PASO | 82387 | JOINT RECRUITING PROGRAM | USACE | 4100 RIO BRAVO SUITE 315 | United States | Texas | El Paso | El Paso | 79902 | 0.81 | 0.78
183517 | 82387-12449 | N OREGON ST EL PASO | 82387 | JOINT RECRUITING PROGRAM | USACE | 1900 NORTH OREGON ST SUITE 203 | United States | Texas | El Paso | El Paso | 79902 | 0.81 | 0.78
185655 | 82387-12651 | PINNACLE EL PASO | 82387 | JOINT RECRUITING PROGRAM | USACE | 4141 PINNACLE SUITE 205 | United States | Texas | El Paso | El Paso | 79902 | 0.81 | 0.78
190424 | 701924 | 801 HOUSING FT BLISS | 48125 | FORT BLISS | ARACT |  | United States | Texas | El Paso | El Paso | 79902 | 0.81 | 0.78
183518 | 82387-12017 | HONDO PASS EL PASO | 82387 | JOINT RECRUITING PROGRAM | USACE | 4717 HONDO PASS STES E, J, L | United States | Texas | El Paso | El Paso | 79904 | 0.81 | 0.78
189402 | 821439 | 9058 ECLIPSE STREET EL PASO | 48125 | FORT BLISS | ARACT | 9058 Eclipse Street | United States | Texas | El Paso | El Paso | 79904 | 0.81 | 0.78
182919 | 82387-12534 | NORTH LOOP EL PASO | 82387 | JOINT RECRUITING PROGRAM | USACE | 8820 NORTH LOOP SUITE 94A | United States | Texas | El Paso | El Paso | 79907 | 0.81 | 0.78
182921 | 711232 | 7208, 7210 & 7212 NORTH MESA STREET EL PASO | 82387 | JOINT RECRUITING PROGRAM | USACE | 7208, 7210 & 7212 NORTH MESA STREET | United States | Texas | El Paso | El Paso | 79912 | 0.81 | 0.78
183515 | 82387-12433 | N MESA EL PASO | 82387 | JOINT RECRUITING PROGRAM | USACE | 5913 N. MESA STREET SUITE L152 | United States | Texas | El Paso | El Paso | 79912 | 0.81 | 0.78
188449 | 820504 | 10132 DYER EL PASO | 48125 | FORT BLISS | ARACT | 10132 Dyer Street | United States | Texas | El Paso | El Paso | 79912 | 0.81 | 0.78
188566 | 820532 | 945 S. MESA HILLS DR EL PASO | 48125 | FORT BLISS | ARACT | 945 S. Mesa Hills Drive | United States | Texas | El Paso | El Paso | 79912 | 0.81 | 0.78
188835 | 820931 | 5817 LAWNDALE EL PASO | 48125 | FORT BLISS | ARACT | 5817 Lawndale Drive | United States | Texas | El Paso | El Paso | 79912 | 0.81 | 0.78
189124 | 821037 | 5817 LAWNDALE | 48125 | FORT BLISS | ARACT | 5817 Lawndale Drive | United States | Texas | El Paso | El Paso | 79912 | 0.81 | 0.78
189404 | 821514 | 930 TOTONACA LANE EL PASO | 48125 | FORT BLISS | ARACT | 930 Totonaca Lane | United States | Texas | El Paso | El Paso | 79912 | 0.81 | 0.78
189643 | 821697 | 813 ESPOLON EL PASO | 48125 | FORT BLISS | ARACT | 813 Espolon Drive | United States | Texas | El Paso | El Paso | 79912 | 0.81 | 0.78
190947 | 823170 | 3901 STAR GAZER EL PASO | 48125 | FORT BLISS | ARACT | 3901 Stargazer Court | United States | Texas | El Paso | El Paso | 79912 | 0.81 | 0.78
190958 | 823325 | 7349 LUZ DE VILLA EL PASO | 48125 | FORT BLISS | ARACT | 7349 Luz De Villa | United States | Texas | El Paso | El Paso | 79912 | 0.81 | 0.78
4985 | 48125 | FORT BLISS | 48125 | FORT BLISS | ARACT | SW of the Intersection of Apollo Ave and Diana Dr | United States | Texas | El Paso | El Paso | 79916 | 0.88 | 0.84
4836 | 48C90 | EL PASO | 480NG | TEXAS NATIONAL GUARD | ARGUARD | 9100 Gateway N | United States | Texas | El Paso | El Paso | 79924 | 0.81 | 0.78
183513 | 82387-11626 | DYER EL PASO | 82387 | JOINT RECRUITING PROGRAM | USACE | 9109 DYER, SPACE S | United States | Texas | El Paso | El Paso | 79924 | 0.81 | 0.78
189328 | 821517 | 10465 CANYON SAGE DRIVE EL PASO | 48125 | FORT BLISS | ARACT | 10465 Canyon Sage Drive | United States | Texas | El Paso | El Paso | 79924 | 0.81 | 0.78
189650 | 821662 | 9925 MARINE EL PASO | 48125 | FORT BLISS | ARACT | 9925 Marine Circle | United States | Texas | El Paso | El Paso | 79924 | 0.81 | 0.78
189662 | 821765 | 10472 CANYON SAGE DRIVE EL PASO | 48125 | FORT BLISS | ARACT | 10472 Canyon Sage Drive | United States | Texas | El Paso | El Paso | 79924 | 0.81 | 0.78
190437 | 822277 | 9740 DYER AVE EL PASO | 82387 | JOINT RECRUITING PROGRAM | USACE | 9740 Dyer Avenue | United States | Texas | El Paso | El Paso | 79924 | 0.81 | 0.78
190917 | 823324 | 10649 SILVERCLOUD DR EL PASO | 48125 | FORT BLISS | ARACT | 10649 Silvercloud Drive | United States | Texas | El Paso | El Paso | 79924 | 0.81 | 0.78
187312 | 82387-12300 | MONTANA EL PASO | 82387 | JOINT RECRUITING PROGRAM | USACE | 6065 MONTANA STE C-7 | United States | Texas | El Paso | El Paso | 79925 | 0.81 | 0.78
188746 | 820930 | 3150 YARBROUGH EL PASO | 48125 | FORT BLISS | ARACT | 3150 N. Yarbrough Drive | United States | Texas | El Paso | El Paso | 79925 | 0.81 | 0.78
190916 | 823321 | 10488 CHINABERRY DRIVE EL PASO | 48125 | FORT BLISS | ARACT | 10488 Chinaberry Drive | United States | Texas | El Paso | El Paso | 79925 | 0.81 | 0.78
191659 | 824103 | 8660 MONTANA AVENUE EL PASO | 82387 | JOINT RECRUITING PROGRAM | USACE | 8660 Montana Avenue | United States | Texas | El Paso | El Paso | 79925 | 0.81 | 0.78
189336 | 821515 | 12512 ROBERT DAVID DRIVE EL PASO | 48125 | FORT BLISS | ARACT | 12512 Robert David Drive | United States | Texas | El Paso | El Paso | 79928 | 0.81 | 0.78
189584 | 821729 | 13709 PASEO SERENO DRIVE EL PASO | 48125 | FORT BLISS | ARACT | 13709 Paseo Sereno Drive | United States | Texas | El Paso | El Paso | 79928 | 0.81 | 0.78
189671 | 821771 | 14472 BRYCE DRIVE HORIZON CITY | 48125 | FORT BLISS | ARACT | 14472 Bryce Drive | United States | Texas | El Paso | El Paso | 79928 | 0.81 | 0.78
189974 | 822159 | 408 BENTON HORIZON CITY | 70132 | INDEPENDENT DUTY HOUSING PROGRAM | USACE | 408 Benton Street | United States | Texas | El Paso | El Paso | 79928 | 0.81 | 0.78
190921 | 823326 | 12418 PASEO LINDO EL PASO | 48125 | FORT BLISS | ARACT | 12418 Paseo Lindo Drive | United States | Texas | El Paso | El Paso | 79928 | 0.81 | 0.78
190995 | 823435 | 13342 EMERALD HILLS STREET EL PASO | 48125 | FORT BLISS | ARACT | 13342 Emerald Hills Street | United States | Texas | El Paso | El Paso | 79928 | 0.81 | 0.78
191001 | 823489 | 14324 DESERT POINT DRIVE EL PASO | 48125 | FORT BLISS | ARACT | 14324 Desert Point Drive | United States | Texas | El Paso | El Paso | 79928 | 0.81 | 0.78
191034 | 823459 | 625 PASEO DEL MAR DRIVE EL PASO | 48125 | FORT BLISS | ARACT | 625 Paseo Del Mar Drive | United States | Texas | El Paso | El Paso | 79928 | 0.81 | 0.78
327 | N83447-EP | NNAVOPSPTCEN EL PASO TX | N83447 | NAS JRB FT WORTH TX | NAVACT | 4810 Pollard Street | United States | Texas | El Paso | El Paso | 79930 | 0.81 | 0.78
188524 | 820533 | 4011 ALABAMA STREET EL PASO | 48125 | FORT BLISS | ARACT | 4011 Alabama Street | United States | Texas | El Paso | El Paso | 79930 | 0.81 | 0.78
191032 | 823431 | 6012 DONA BEATRIZ LANE EL PASO | 48125 | FORT BLISS | ARACT | 6012 Dona Beatriz Lane | United States | Texas | El Paso | El Paso | 79932 | 0.81 | 0.78
189120 | 820394 | 5545 IGNACIO FRIAS EL PASO | 48125 | FORT BLISS | ARACT | 5545 Ignacio Frias Drive | United States | Texas | El Paso | El Paso | 79934 | 0.81 | 0.78
189446 | 821567 | 11337 CHARLES MAIZ LANE EL PASO | 48125 | FORT BLISS | ARACT | 11337 Charles Maiz Lane | United States | Texas | El Paso | El Paso | 79934 | 0.81 | 0.78
189500 | 821612 | 5449 IGNACIO FRIAS DRIVE EL PASO | 48125 | FORT BLISS | ARACT | 5449 Ignacio Frias Drive | United States | Texas | El Paso | El Paso | 79934 | 0.81 | 0.78
189664 | 821812 | 11272 DUSTER DRIVE EL PASO | 48125 | FORT BLISS | ARACT | 11272 Duster Drive | United States | Texas | El Paso | El Paso | 79934 | 0.81 | 0.78
189700 | 821766 | 7116 MESQUITE TREE LANE EL PASO | 48125 | FORT BLISS | ARACT | 7116 Mesquite Tree Lane | United States | Texas | El Paso | El Paso | 79934 | 0.81 | 0.78
190918 | 823311 | 11008 ACOMA STREET EL PASO | 48125 | FORT BLISS | ARACT | 11008 Acoma Street | United States | Texas | El Paso | El Paso | 79934 | 0.81 | 0.78
190950 | 823301 | 4609 LOMA DE COBRE DRIVE EL PASO | 48125 | FORT BLISS | ARACT | 4609 Loma De Cobre Drive | United States | Texas | El Paso | El Paso | 79934 | 0.81 | 0.78
190952 | 823166 | 5037 STAMPEDE EL PASO | 48125 | FORT BLISS | ARACT | 5037 Stampede Drive | United States | Texas | El Paso | El Paso | 79934 | 0.81 | 0.78
190954 | 823162 | 5468 SANTIAGO ROGUE EL PASO | 48125 | FORT BLISS | ARACT | 5468 Santiago Rogue Drive | United States | Texas | El Paso | El Paso | 79934 | 0.81 | 0.78
190957 | 823160 | 7160 MESQUITE TREE LANE EL PASO | 48125 | FORT BLISS | ARACT | 7160 Mesquite Tree Lane | United States | Texas | El Paso | El Paso | 79934 | 0.81 | 0.78
190988 | 823429 | 11924 MESQUITE ROCK EL PASO | 48125 | FORT BLISS | ARACT | 11924 Mesquite Rock | United States | Texas | El Paso | El Paso | 79934 | 0.81 | 0.78
182915 | 82387-13088 | TRAWOOD EL PASO | 82387 | JOINT RECRUITING PROGRAM | USACE | 2050 TRAWOOD STE 14 | United States | Texas | El Paso | El Paso | 79935 | 0.81 | 0.78
182920 | 82387-13427 | ZARAGOSA RD EL PASO | 82387 | JOINT RECRUITING PROGRAM | USACE | 1831 ZARAGOSA ROAD STE 113 | United States | Texas | El Paso | El Paso | 79936 | 0.81 | 0.78
183516 | 82387-12911 | SAUL KLEINFELD DR EL PASO | 82387 | JOINT RECRUITING PROGRAM | USACE | 1875 SAUL KLEINFELD DRIVE SUITE 102 | United States | Texas | El Paso | El Paso | 79936 | 0.81 | 0.78
189335 | 821441 | 12039 PAUL KLEE EL PASO | 48125 | FORT BLISS | ARACT | 12039 Paul Klee Drive | United States | Texas | El Paso | El Paso | 79936 | 0.81 | 0.78
189450 | 821569 | 1227 JOHN PHELAN DRIVE EL PASO | 48125 | FORT BLISS | ARACT | 1227 John Phelan Drive | United States | Texas | El Paso | El Paso | 79936 | 0.81 | 0.78
189579 | 821723 | 12029 EL GRECO CIRCLE EL PASO | 48125 | FORT BLISS | ARACT | 12029 El Greco Circle | United States | Texas | El Paso | El Paso | 79936 | 0.81 | 0.78
190942 | 823319 | 3308 HAWATHA EL PASO | 48125 | FORT BLISS | ARACT | 3308 Hawatha Drive | United States | Texas | El Paso | El Paso | 79936 | 0.81 | 0.78
190943 | 823318 | 3609 GRAND CAYMAN LANE EL PASO | 48125 | FORT BLISS | ARACT | 3609 Grand Cayman Lane | United States | Texas | El Paso | El Paso | 79936 | 0.81 | 0.78
190944 | 823338 | 3640 GRAND BAHAMAS DRIVE EL PASO | 48125 | FORT BLISS | ARACT | 3640 Grand Bahamas Drive | United States | Texas | El Paso | El Paso | 79936 | 0.81 | 0.78
190945 | 823322 | 3728 STAR BEACH LANE EL PASO | 48125 | FORT BLISS | ARACT | 3728 Star Beach Lane | United States | Texas | El Paso | El Paso | 79936 | 0.81 | 0.78
191002 | 823434 | 1453 CEDAR OAK EL PASO | 48125 | FORT BLISS | ARACT | 1453 Cedar Oak Drive | United States | Texas | El Paso | El Paso | 79936 | 0.81 | 0.78
191020 | 823450 | 3032 JOSE ORTIZ EL PASO | 48125 | FORT BLISS | ARACT | 3032 Jose Ortiz Lane | United States | Texas | El Paso | El Paso | 79936 | 0.81 | 0.78
191026 | 823488 | 3637 GRAND BAHAMAS (10 PROPERTIES) EL PASO | 48125 | FORT BLISS | ARACT | 3637 Grand Bahamas Drive | United States | Texas | El Paso | El Paso | 79936 | 0.81 | 0.78
191027 | 823458 | 3639 ALMOND BEACH EL PASO | 48125 | FORT BLISS | ARACT | 3639 Almond Beach Drive | United States | Texas | El Paso | El Paso | 79936 | 0.81 | 0.78
188472 | 820503 | 14349 PATRIOT POINT DR EL PASO | 48125 | FORT BLISS | ARACT | 14349 Patriot Point Drive | United States | Texas | El Paso | El Paso | 79938 | 0.81 | 0.78
189342 | 821402 | 14266 PACIFIC POINT DRIVE EL PASO | 48125 | FORT BLISS | ARACT | 14266 Pacific Point Drive | United States | Texas | El Paso | El Paso | 79938 | 0.81 | 0.78
189372 | 821455 | 3117 TIERRA MINA DR EL PASO | 48125 | FORT BLISS | ARACT | 3117 Tierra Mina Drive | United States | Texas | El Paso | El Paso | 79938 | 0.81 | 0.78
189375 | 821404 | 3222 OLIVE POINT DRIVE EL PASO | 48125 | FORT BLISS | ARACT | 3222 Olive Point Drive | United States | Texas | El Paso | El Paso | 79938 | 0.81 | 0.78
189376 | 821440 | 3272 MAPLE POINT DRIVE EL PASO | 48125 | FORT BLISS | ARACT | 3272 Maple Point Drive | United States | Texas | El Paso | El Paso | 79938 | 0.81 | 0.78
189475 | 821568 | 3274 MAPLE POINT DRIVE EL PASO | 48125 | FORT BLISS | ARACT | 3274 Maple Point Drive | United States | Texas | El Paso | El Paso | 79938 | 0.81 | 0.78
189487 | 821566 | 4013 TUSCANY HILLS PLACE EL PASO | 48125 | FORT BLISS | ARACT | 4013 Tuscany Hills Place | United States | Texas | El Paso | El Paso | 79938 | 0.81 | 0.78
189583 | 821696 | 12717 COZY PRAIRIE COURT EL PASO | 48125 | FORT BLISS | ARACT | 12717 Cozy Prairie Court | United States | Texas | El Paso | El Paso | 79938 | 0.81 | 0.78
189585 | 821736 | 14221 TRIGGER ROCK LANE EL PASO | 48125 | FORT BLISS | ARACT | 14221 Trigger Rock Lane | United States | Texas | El Paso | El Paso | 79938 | 0.81 | 0.78
189669 | 821811 | 14233 SPANISH POINT DRIVE EL PASO | 48125 | FORT BLISS | ARACT | 14233 Spanish Point Drive | United States | Texas | El Paso | El Paso | 79938 | 0.81 | 0.78
189670 | 821804 | 14241 PATRIOT POINT DRIVE EL PASO | 48125 | FORT BLISS | ARACT | 14241 Patriot Point Drive | United States | Texas | El Paso | El Paso | 79938 | 0.81 | 0.78
190920 | 823171 | 12265 GAUDI WAY EL PASO | 48125 | FORT BLISS | ARACT | 12265 Gaudi Way | United States | Texas | El Paso | El Paso | 79938 | 0.81 | 0.78
190926 | 823163 | 12701 FRANCISCO PAZ EL PASO | 48125 | FORT BLISS | ARACT | 12701 Francisco Paz Drive | United States | Texas | El Paso | El Paso | 79938 | 0.81 | 0.78
190927 | 823310 | 12728 LORENZO PONCE EL PASO | 48125 | FORT BLISS | ARACT | 12728 Lorenzo Ponce Drive | United States | Texas | El Paso | El Paso | 79938 | 0.81 | 0.78
190928 | 823299 | 12949 HUECO END WAY EL PASO | 48125 | FORT BLISS | ARACT | 12949 Hueco End Way | United States | Texas | El Paso | El Paso | 79938 | 0.81 | 0.78
190930 | 823300 | 14197 STRATA ROCK EL PASO | 48125 | FORT BLISS | ARACT | 14197 Strata Rock Drive | United States | Texas | El Paso | El Paso | 79938 | 0.81 | 0.78
190931 | 823172 | 14227 TRIGGER ROCK LANE EL PASO | 48125 | FORT BLISS | ARACT | 14227 Trigger Rock Lane | United States | Texas | El Paso | El Paso | 79938 | 0.81 | 0.78
190933 | 823320 | 14414 OCEAN POINT DRIVE EL PASO | 48125 | FORT BLISS | ARACT | 14414 Ocean Point Drive | United States | Texas | El Paso | El Paso | 79938 | 0.81 | 0.78
190934 | 823164 | 14429 MISTY POINT COURT EL PASO | 48125 | FORT BLISS | ARACT | 14429 Misty Point Court | United States | Texas | El Paso | El Paso | 79938 | 0.81 | 0.78
190935 | 823312 | 14431 MISTY POINT COURT EL PASO | 48125 | FORT BLISS | ARACT | 14431 Misty Point Court | United States | Texas | El Paso | El Paso | 79938 | 0.81 | 0.78
190936 | 823315 | 14470 MIGUEL TERRAZAS DRIVE EL PASO | 48125 | FORT BLISS | ARACT | 14470 Miguel Terrazas Drive | United States | Texas | El Paso | El Paso | 79938 | 0.81 | 0.78
190941 | 823167 | 2817 PASILLO ROCK EL PASO | 48125 | FORT BLISS | ARACT | 2817 Pasillo Rock Place | United States | Texas | El Paso | El Paso | 79938 | 0.81 | 0.78
190990 | 823447 | 12238 COSTA BRAVA EL PASO | 48125 | FORT BLISS | ARACT | 12238 Costa Brava | United States | Texas | El Paso | El Paso | 79938 | 0.81 | 0.78
190992 | 823460 | 12855 HIDDEN GROVE EL PASO | 48125 | FORT BLISS | ARACT | 12855 Hidden Grove Drive | United States | Texas | El Paso | El Paso | 79938 | 0.81 | 0.78
190998 | 823428 | 14197 PATRIOT POINT DRIVE EL PASO | 48125 | FORT BLISS | ARACT | 14197 Patriot Point Drive | United States | Texas | El Paso | El Paso | 79938 | 0.81 | 0.78
190999 | 823437 | 14277 BAILEE POINT LANE EL PASO | 48125 | FORT BLISS | ARACT | 14277 Bailee Point Lane | United States | Texas | El Paso | El Paso | 79938 | 0.81 | 0.78
191000 | 823427 | 14311 E. CAVE AVENUE EL PASO | 48125 | FORT BLISS | ARACT | 14311 E. Cave Avenue | United States | Texas | El Paso | El Paso | 79938 | 0.81 | 0.78
4837 | 48210 | EL PASO SITE TX | 35955 | WHITE SANDS MISSLE RANGE | ARACT | 30 miles north of El Paso Texas | United States | Texas | El Paso | El Paso | 88002 | 0.81 | 0.78
1681 | FPBD0001 | FORT BLISS AIR NATIONAL GUARD STATION SITE # 1 | CYUX | CAMP MABRY | AFGUARD | 1733 Pleasonton Road | United States | Texas | El Paso | Unknown | 79916 | 0.88 | 0.84
7821 | 48H80 | WAXAHACHIE | 480NG | TEXAS NATIONAL GUARD | ARGUARD | 718 Garlington AVE | United States | Texas | Ellis | Waxahachie | 75165 | 0.82 | 0.79
183618 | 82387-10061 | 1044 HWY 77 NORTH WAXAHACHIE | 82387 | JOINT RECRUITING PROGRAM | USACE | 1044 HWY 77 NORTH BLDG B, STE 4 | United States | Texas | Ellis | Waxahachie | 75165 | 0.82 | 0.79
7425 | 48H15 | STEPHENVILLE | 480NG | TEXAS NATIONAL GUARD | ARGUARD | 899 East Road | United States | Texas | Erath | Stephenville | 76401 | 0.82 | 0.79
185874 | 82387-10654 | 2900 W WASHINGTON STEPHENVILLE | 82387 | JOINT RECRUITING PROGRAM | USACE | 2900 W WASHINGTON STE 112 (#20) | United States | Texas | Erath | Stephenville | 76401 | 0.82 | 0.79
190883 | 823261 | 2518 FEATHER GREEN FRESNO | 70132 | INDEPENDENT DUTY HOUSING PROGRAM | USACE | 2518 Feather Green Trail | United States | Texas | Fort Bend | Fresno | 77545 | 0.82 | 0.79
188847 | 820620 | 6415 VIRGINIA FIELDS DR KATY | 70132 | INDEPENDENT DUTY HOUSING PROGRAM | USACE | 6415 Virginia Fields Drive | United States | Texas | Fort Bend | Katy | 77494 | 0.82 | 0.79
183614 | 82387-12002 | HIGHWAY 6 S MISSOURI CITY | 82387 | JOINT RECRUITING PROGRAM | USACE | 6214/6216/6218-A HIGHWAY 6 SOUTH COLONY LAKES SHOPPING CTR | United States | Texas | Fort Bend | Missouri City | 77459 | 0.82 | 0.79
7069 | 48G50 | ROSENBERG | 480NG | TEXAS NATIONAL GUARD | ARGUARD | 2020 Wallace Wehring | United States | Texas | Fort Bend | Rosenberg | 77471 | 0.82 | 0.79
184843 | 711046 | 28120 SOUTHWEST FWY ROSENBERG | 82387 | JOINT RECRUITING PROGRAM | USACE | 28120 SOUTHWEST FWY SUITE 305 | United States | Texas | Fort Bend | Rosenberg | 77471 | 0.82 | 0.79
188680 | 820638 | 1449 HIGHWAY 6 SUGAR LAND | 82387 | JOINT RECRUITING PROGRAM | USACE | 1449 Highway 6 | United States | Texas | Fort Bend | Sugar Land | 77479 | 0.82 | 0.79
115 | M68479-0014 | GALVESTON TX MCRC | M68479 | HDQTRS 4TH MARDIV NEW ORLEANS | MCRES | FORT POINT | United States | Texas | Galveston | Galveston | 77550 | 0.82 | 0.79
5153 | 48725 | GALVESTON | 480NG | TEXAS NATIONAL GUARD | ARGUARD | 5301 Avenue S | United States | Texas | Galveston | Galveston | 77550 | 0.82 | 0.79
188058 | 810134 | 6105 STEWART ROAD GALVESTON | 82387 | JOINT RECRUITING PROGRAM | USACE | 6105 Stewart Road | United States | Texas | Galveston | Galveston | 77551 | 0.82 | 0.79
191456 | N00216-GA | NROTC TX MAR ACAD GALV | N00216 | NAS CORPUS CHRISTI TX | NAVACT |  | United States | Texas | Galveston | Galveston | 77554 | 0.82 | 0.79
5771 | 48E65 | LA MARQUE | 480NG | TEXAS NATIONAL GUARD | ARGUARD | 3006 Gulf Freeway | United States | Texas | Galveston | La Marque | 77568 | 0.82 | 0.79
189217 | 820544 | 3290 GULF FREEWAY SOUTH LEAGUE CITY | 82387 | JOINT RECRUITING PROGRAM | USACE | 3290 Gulf Freeway South | United States | Texas | Galveston | League City | 77573 | 0.82 | 0.79
3928 | 4839J | BARKER DAM LTA | 06510 | 63RD RRC - CALIFORNIA | ARRES |  | United States | Texas | Galveston | Unknown | 77054 | 0.82 | 0.79
2780 | POST0001 | POST EMITTER SITE SITE # 1 | FNWZ | DYESS AIR FORCE BASE | AFACT | FARM TO MARKET 1269 | United States | Texas | Garza | Post | 79356 | 0.82 | 0.79
5092 | 48D15 | FREDERICKSBURG | 480NG | TEXAS NATIONAL GUARD | ARGUARD | 598 Armory Rd. | United States | Texas | Gillespie | Fredericksburg | 78624 | 0.82 | 0.79
189939 | N00216-AF | NALF GOLIAD | N00216 | NAS CORPUS CHRISTI TX | NAVACT |  | United States | Texas | Goliad | Berclair | 78107 | 0.82 | 0.79
184393 | 82387-10498 | 2143 NORTH HOBART PAMPA | 82387 | JOINT RECRUITING PROGRAM | USACE | 2143 NORTH HOBART PLAZA 21 | United States | Texas | Gray | Pampa | 79065 | 0.82 | 0.79
4695 | 48C55 | DENISON | 480NG | TEXAS NATIONAL GUARD | ARGUARD | 1700 Loylake | United States | Texas | Grayson | Denison | 75020 | 0.82 | 0.79
183414 | 82387-10658 | 2916 HWY 75 SHERMAN | 82387 | JOINT RECRUITING PROGRAM | USACE | 2916 HWY 75 SHAFER CROSSING | United States | Texas | Grayson | Sherman | 75090 | 0.82 | 0.79
190304 | 822625 | 1804 ALPINE DR. SHERMAN | 70132 | INDEPENDENT DUTY HOUSING PROGRAM | USACE | 1804 Apline Drive | United States | Texas | Grayson | Sherman | 75092 | 0.82 | 0.79
3275 | VPFP0001 | SHEPPARD RECREATION ANNEX SITE # 1 | VNVP | SHEPPARD AFB | AFACT | 1230 Safb Annex | United States | Texas | Grayson | Unknown | 76237 | 0.82 | 0.79
5726 | 48E55 | KILGORE | 480NG | TEXAS NATIONAL GUARD | ARGUARD | 1807 STone RD | United States | Texas | Gregg | Kilgore | 75662 | 0.82 | 0.79
189513 | 821607 | 805 E FAIRMONT LONGVIEW | 70132 | INDEPENDENT DUTY HOUSING PROGRAM | USACE | 805 E Fairmont Street | United States | Texas | Gregg | Longview | 75601 | 0.82 | 0.79
190866 | 823056 | 3102 CROSSROAD DRIVE LONGVIEW | 70132 | INDEPENDENT DUTY HOUSING PROGRAM | USACE | 3102 Crossroad Drive | United States | Texas | Gregg | Longview | 75605 | 0.82 | 0.79
191021 | 823108 | 3090 NORTH EASTMAN ROAD LONGVIEW | 82387 | JOINT RECRUITING PROGRAM | USACE | 3090 North Eastman Road | United States | Texas | Gregg | Longview | 75605 | 0.82 | 0.79
7215 | 48G90 | SEGUIN | 480NG | TEXAS NATIONAL GUARD | ARGUARD | 1002 S Guadalupe | United States | Texas | Guadalupe | Seguin | 78155 | 0.82 | 0.79
3262 | VGJT0001 | SEGUIN AIR FORCE AUXILIARY FIELD SITE # 1 | TYMX | RANDOLPH AIR FORCE BASE | AFACT | 415 AUXILIARY AIRPORT RD/CR-202 | United States | Texas | Guadalupe | Unknown | 78155 | 0.82 | 0.79
3960 | 48A75 | BAYTOWN | 480NG | TEXAS NATIONAL GUARD | ARGUARD | 111 Wye DR | United States | Texas | Harris | Baytown | 77520 | 0.82 | 0.79
184920 | 82387-11936 | GOOSE CREEK BASE BAYTOWN | 82387 | JOINT RECRUITING PROGRAM | USACE | 6908 GARTH ROAD GOOSE CREEK SHOP CTR | United States | Texas | Harris | Baytown | 77521 | 0.82 | 0.79
182995 | 82387-11082 | 6575 W LOOP SOUTH BELLAIRE | 82387 | JOINT RECRUITING PROGRAM | USACE | 6575 W LOOP SOUTH SUITES 495 & 175 | United States | Texas | Harris | Bellaire | 77401 | 0.82 | 0.79
191324 | 823795 | 25282 NW FREEWAY CYPRESS | 82387 | JOINT RECRUITING PROGRAM | USACE | 25282 NW Freeway | United States | Texas | Harris | Cypress | 77429 | 0.82 | 0.79
190607 | 822866 | 15616 BROOKCHASE WAY CYPRESS | 70132 | INDEPENDENT DUTY HOUSING PROGRAM | USACE | 15616 Brookchase Way | United States | Texas | Harris | Cypress | 77433 | 0.82 | 0.79
185215 | 82387-10414 | 1919 SMITH STREET HOUSTON | 82387 | JOINT RECRUITING PROGRAM | USACE | 1919 SMITH STREET | United States | Texas | Harris | Houston | 77002 | 0.83 | 0.81
185225 | 82387-11115 | 701 SAN JACINTO HOUSTON | 82387 | JOINT RECRUITING PROGRAM | USACE | 701 SAN JACINTO | United States | Texas | Harris | Houston | 77002 | 0.83 | 0.81
185858 | 710427 | 701 SAN JACINTO STREET HOUSTON | 66155 |  | USACE | 701 SAN JACINTO STREET HOUSTON CUSTOMS HOUSE | United States | Texas | Harris | Houston | 77002 | 0.83 | 0.81
191643 | 824253 | 415 NORTH SAN JACINTO HOUSTON | 82387 | JOINT RECRUITING PROGRAM | USACE | 415 North San Jacinto | United States | Texas | Harris | Houston | 77002 | 0.83 | 0.81
185227 | 18081-10098 | 2320 LA BRANCH HOUSTON | 18081 | ARMY MISSION SUPPORT | USACE | 2320 LA BRANCH | United States | Texas | Harris | Houston | 77004 | 0.83 | 0.81
190592 | 821002 | 1213 HERMANN DR HOUSTON | 82387 | JOINT RECRUITING PROGRAM | USACE | 1213 Hermann Drive | United States | Texas | Harris | Houston | 77004 | 0.83 | 0.81
191450 | N00216-RU | NROTC RICE UNI HOUSTON | N00216 | NAS CORPUS CHRISTI TX | NAVACT | Rice University | United States | Texas | Harris | Houston | 77005 | 0.83 | 0.81
185228 | 82387-10933 | 503 MEMORIAL CITY ML HOUSTON | 82387 | JOINT RECRUITING PROGRAM | USACE | 503 MEMORIAL CITY ML SUITES A,B,C,D,E | United States | Texas | Harris | Houston | 77024 | 0.83 | 0.81
170302 | 48E12 | STR FNT RECRUITERS HOUSTON 2 | 480NG | TEXAS NATIONAL GUARD | ARGUARD |  | United States | Texas | Harris | Houston | 77025 | 0.83 | 0.81
3576 | 48994 | E HOUSTON AFRC | 06510 | 63RD RRC - CALIFORNIA | ARRES | 11811 Brantly Avenue | United States | Texas | Harris | Houston | 77034 | 0.83 | 0.81
190177 | FWJH0002 | ELLINGTON FIELD SITE # 2 | FWJH | ELLINGTON FIELD | AFGUARD |  | United States | Texas | Harris | Houston | 77034 | 0.83 | 0.81
185226 | 82387-12373 | N FREEWAY HOUSTON | 82387 | JOINT RECRUITING PROGRAM | USACE | 10700 N FREEWAY SUITES 457 & 455 | United States | Texas | Harris | Houston | 77037 | 0.83 | 0.81
5496 | 48746 | HOUSTON USARC #2 | 06510 | 63RD RRC - CALIFORNIA | ARRES | 7077 Perimeter Park Drive | United States | Texas | Harris | Houston | 77041 | 0.83 | 0.81
185224 | 82387-11297 | 9990 RICHMOND AVENUE HOUSTON | 82387 | JOINT RECRUITING PROGRAM | USACE | 9990 RICHMOND AVENUE SUITE #106 | United States | Texas | Harris | Houston | 77042 | 0.83 | 0.81
185232 | 82387-10303 | 15119 WALLISVILLE ROAD HOUSTON | 82387 | JOINT RECRUITING PROGRAM | USACE | 15119 WALLISVILLE ROAD CENTER AT WALLISVILLE ROAD | United States | Texas | Harris | Houston | 77049 | 0.83 | 0.81
328 | N00216-HO | NAVOPSPTCEN HOUSTON TX | N00216 | NAS CORPUS CHRISTI TX | NAVACT | 1902 Old Spanish Trail | United States | Texas | Harris | Houston | 77054 | 0.83 | 0.81
7232 | 48745 | SGM MACARIO GARCIA USARC | 06510 | 63RD RRC - CALIFORNIA | ARRES |  | United States | Texas | Harris | Houston | 77054 | 0.83 | 0.81
188560 | 820531 | 8181 FANNIN STREET HOUSTON | 70132 | INDEPENDENT DUTY HOUSING PROGRAM | USACE | 3808 Fannin Avenue | United States | Texas | Harris | Houston | 77054 | 0.83 | 0.81
191517 | 824051 | 6363 RICHMOND AVENUE HOUSTON | 82387 | JOINT RECRUITING PROGRAM | USACE | 6363 Richmond Avenue | United States | Texas | Harris | Houston | 77057 | 0.83 | 0.81
185212 | 82387-11953 | GREENSPOINT MALL HOUSTON | 82387 | JOINT RECRUITING PROGRAM | USACE | 32 GREENSPOINT MALL STES 32A, B, C, D | United States | Texas | Harris | Houston | 77060 | 0.83 | 0.81
190289 | 822783 | 1507 ALMOND BROOK HOUSTON | 70132 | INDEPENDENT DUTY HOUSING PROGRAM | USACE | 1507 Almond Brook Lane | United States | Texas | Harris | Houston | 77062 | 0.83 | 0.81
185214 | 82387-10382 | 17776 FM 249 HOUSTON | 82387 | JOINT RECRUITING PROGRAM | USACE | 17776 FM 249 | United States | Texas | Harris | Houston | 77064 | 0.83 | 0.81
185217 | 82387-12568 | NW FREEWAY HOUSTON | 82387 | JOINT RECRUITING PROGRAM | USACE | 19710 NW FREEWAY, BLDG B, #400 SUITE 400 | United States | Texas | Harris | Houston | 77065 | 0.83 | 0.81
169953 | 48103 | NORTHWEST HOUSTON | 480NG | TEXAS NATIONAL GUARD | ARGUARD |  | United States | Texas | Harris | Houston | 77067 | 0.83 | 0.81
185223 | 82387-11861 | FM 1960 E HOUSTON | 82387 | JOINT RECRUITING PROGRAM | USACE | 152-C FM 1960 EAST | United States | Texas | Harris | Houston | 77073 | 0.83 | 0.81
190241 | 48884 | NORTH HOUSTON USAR CENTER | 06510 | 63RD RRC - CALIFORNIA | ARRES |  | United States | Texas | Harris | Houston | 77073 | 0.83 | 0.81
185230 | 82387-13377 | WESTHEIMER RD HOUSTON | 82387 | JOINT RECRUITING PROGRAM | USACE | 12881 WESTHEIMER RD FOUR CORNERS W.S.C. | United States | Texas | Harris | Houston | 77077 | 0.83 | 0.81
185229 | 82387-11033 | 6015 HILLCROFT HOUSTON | 82387 | JOINT RECRUITING PROGRAM | USACE | 6015 HILLCROFT SUITE 1400 | United States | Texas | Harris | Houston | 77081 | 0.83 | 0.81
5495 | 48412 | HOUSTON - WESTHEIMER | 480NG | TEXAS NATIONAL GUARD | ARGUARD | 15150 Wheimer PKWY | United States | Texas | Harris | Houston | 77082 | 0.83 | 0.81
185218 | 82387-12612 | PARK TEN PL HOUSTON | 82387 | JOINT RECRUITING PROGRAM | USACE | 1 PARK TEN PLACE SUITE 315 | United States | Texas | Harris | Houston | 77084 | 0.83 | 0.81
185222 | 82387-12039 | HWY 6 N HOUSTON | 82387 | JOINT RECRUITING PROGRAM | USACE | 5565 HWY 6 NORTH SUITES A, B, C | United States | Texas | Harris | Houston | 77084 | 0.83 | 0.81
190409 | 821974 | 6969 GULF FREEWAY HOUSTON | 82387 | JOINT RECRUITING PROGRAM | USACE | 6969 Gulf Freeway | United States | Texas | Harris | Houston | 77087 | 0.83 | 0.81
170674 | 48833 | STR FNT RECRUITERS HOUSTON 3 | 480NG | TEXAS NATIONAL GUARD | ARGUARD |  | United States | Texas | Harris | Houston | 77095 | 0.83 | 0.81
185231 | 800338 | 3730 KIRBY HOUSTON | 82387 | JOINT RECRUITING PROGRAM | USACE | 3730 Kirby Drive | United States | Texas | Harris | Houston | 77098 | 0.83 | 0.81
191190 | 823688 | 4700 CALHOUN RD HOUSTON | 82387 | JOINT RECRUITING PROGRAM | USACE | 4700 Calhoun Road | United States | Texas | Harris | Houston | 77204 | 0.83 | 0.81
3929 | 48991 | BARKER RESERVOIR | 480NG | TEXAS NATIONAL GUARD | ARGUARD | 211 Baker RD | United States | Texas | Harris | Houston | 77413 | 0.82 | 0.79
182927 | 82387-11860 | FM 1960 BYPASS HUMBLE | 82387 | JOINT RECRUITING PROGRAM | USACE | 9604 FM 1960 BYPASS COMMONS @ DEERBROOK | United States | Texas | Harris | Humble | 77338 | 0.82 | 0.79
190310 | 820954 | 19207 RELAY ROAD HUMBLE | 70132 | INDEPENDENT DUTY HOUSING PROGRAM | USACE | 19207 Relay Road | United States | Texas | Harris | Humble | 77346 | 0.82 | 0.79
184882 | 82387-12610 | PARK ROW RD KATY | 82387 | JOINT RECRUITING PROGRAM | USACE | 19918 PARK ROW ROAD THE CROSSING @FRY RD | United States | Texas | Harris | Katy | 77449 | 0.82 | 0.79
6711 | 48800 | PASADENA USARC | 06510 | 63RD RRC - CALIFORNIA | ARRES | 3105 San Augustine Avenue | United States | Texas | Harris | Pasadena | 73542 | 0.82 | 0.79
184789 | 82387-11759 | E SOUTHMORE ST PASADENA | 82387 | JOINT RECRUITING PROGRAM | USACE | 320 E. SOUTHMORE ST SOUTHMORE SQ S.C. | United States | Texas | Harris | Pasadena | 77502 | 0.82 | 0.79
6710 | 48G05 | PASADENA | 480NG | TEXAS NATIONAL GUARD | ARGUARD | 2917 San Augustine | United States | Texas | Harris | Pasadena | 77503 | 0.82 | 0.79
184788 | 82387-12994 | SPENCER HWY PASADENA | 82387 | JOINT RECRUITING PROGRAM | USACE | 6715 SPENCER HWY | United States | Texas | Harris | Pasadena | 77505 | 0.82 | 0.79
186417 | 801101 | RENDEZVOUS COURT SPRING | 70132 | INDEPENDENT DUTY HOUSING PROGRAM | USACE | Rendezvous Court | United States | Texas | Harris | Spring | 77373 | 0.82 | 0.79
187556 | 82387-12098 | KUYKENDAHL RD SPRING | 82387 | JOINT RECRUITING PROGRAM | USACE | 18551 KUYKENDAHL RD | United States | Texas | Harris | Spring | 77379 | 0.82 | 0.79
185635 | 82387-12912 | SAWDUST RD SPRING | 82387 | JOINT RECRUITING PROGRAM | USACE | 265-A SAWDUST ROAD | United States | Texas | Harris | Spring | 77380 | 0.82 | 0.79
190337 | 822269 | 28340 STATE HWY 249 TOMBALL | 82387 | JOINT RECRUITING PROGRAM | USACE | 28340 State Highway 249 | United States | Texas | Harris | Tomball | 77375 | 0.82 | 0.79
1708 | FWJH0001 | ELLINGTON FIELD SITE # 1 | FWJH | ELLINGTON FIELD | AFGUARD | 14657 SNEIDER ST | United States | Texas | Harris | Unknown | 77034 | 0.82 | 0.79
2459 | MNWA0001 | LA PORTE ANG STATION SITE # 1 | FWJH | ELLINGTON FIELD | AFGUARD | 10731 Spencer Highway | United States | Texas | Harris | Unknown | 77571 | 0.82 | 0.79
183007 | 82387-11368 | BAY AREA BLVD WEBSTER | 82387 | JOINT RECRUITING PROGRAM | USACE | 711 BAY AREA BLVD STES 520 & 605 | United States | Texas | Harris | Webster | 77598 | 0.82 | 0.79
190458 | 822835 | 1020 WEST NASA ROAD ONE WEBSTER | 82387 | JOINT RECRUITING PROGRAM | USACE | 1020 West NASA Road One | United States | Texas | Harris | Webster | 77598 | 0.82 | 0.79
6094 | 48775 | MARSHALL USARC | 06510 | 63RD RRC - CALIFORNIA | ARRES | 1209 Pine Crest Drive East | United States | Texas | Harrison | Marshall | 75670 | 0.76 | 0.73
185792 | 82387-12646 | PINECREST DR MARSHALL | 82387 | JOINT RECRUITING PROGRAM | USACE | 1300 PINECREST DR SUITES 26 & 27 | United States | Texas | Harrison | Marshall | 75670 | 0.76 | 0.73
188672 | 820925 | 1300 PINECREST DR MARSHALL | 82387 | JOINT RECRUITING PROGRAM | USACE | 1300 Pinecrest Drive | United States | Texas | Harrison | Marshall | 75670 | 0.76 | 0.73
5948 | 48315 | LONGHORN AAP | 48315 | LONGHORN ARMY AMMUNITION PLANT | ARACT |  | United States | Texas | Harrison | Marshall | 75671 | 0.76 | 0.73
6091 | 48F25 | MARSHALL | 480NG | TEXAS NATIONAL GUARD | ARGUARD | 2109 Warren DR | United States | Texas | Harrison | Marshall | 75672 | 0.76 | 0.73
7154 | 48G80 | SAN MARCOS | 480NG | TEXAS NATIONAL GUARD | ARGUARD | 201 City Park | United States | Texas | Hays | San Marcos | 78666 | 0.82 | 0.79
7155 | 48835 | SAN MARCOS MEMORIAL USARC | 06510 | 63RD RRC - CALIFORNIA | ARRES | 631 E. Hopkins Street | United States | Texas | Hays | San Marcos | 78666 | 0.82 | 0.79
187975 | 48407 | SAN MARCOS AFRC | 06510 | 63RD RRC - CALIFORNIA | ARRES |  | United States | Texas | Hays | San Marcos | 78666 | 0.82 | 0.79
189008 | 821018 | 1050 MCKINLEY PLACE SAN MARCOS | 82387 | JOINT RECRUITING PROGRAM | USACE | 1050 McKinley Place Drive | United States | Texas | Hays | San Marcos | 78666 | 0.82 | 0.79
190442 | 821074 | VISTA OFFICE PLAZA, 1340 WONDER WORLD DRIVE SAN MARCOS | 82387 | JOINT RECRUITING PROGRAM | USACE | 1340 Wonder World Drive | United States | Texas | Hays | San Marcos | 78666 | 0.82 | 0.79
184329 | 710245 | 2800 AIRPORT, HWY 21 SAN MARCOS | 82387 | JOINT RECRUITING PROGRAM | USACE | 2800 AIRPORT, HWY 21 BUILDING 6-105 | United States | Texas | Hays | San Marcos | 78667 | 0.82 | 0.79
184911 | 82387-12848 | S MURCHISON ST ATHENS | 82387 | JOINT RECRUITING PROGRAM | USACE | 109 S. MURCHISON ST. 112 S. MURCHISON ST. | United States | Texas | Henderson | Athens | 75751 | 0.82 | 0.79
189186 | 821242 | 1449 WEST DURANTA STREET | 82387 | JOINT RECRUITING PROGRAM | USACE | 1449 West Duranta Street | United States | Texas | Hidalgo | Alamo | 78516 | 0.82 | 0.79
5968 | 48785 | LT LUIS GARCIA MEMORIAL USARC | 06510 | 63RD RRC - CALIFORNIA | ARRES | 600 S. 2nd Street | United States | Texas | Hidalgo | Mcallen | 78501 | 0.82 | 0.79
170317 | 48F27 | STR FNT RECRUITERS MCALLEN | 480NG | TEXAS NATIONAL GUARD | ARGUARD |  | United States | Texas | Hidalgo | Mcallen | 78503 | 0.82 | 0.79
184799 | 710256 | 2700 NORTH 23RD STRE MCALLEN | 480NG | TEXAS NATIONAL GUARD | ARGUARD | 2700 NORTH 23RD STRE SUITE 600 | United States | Texas | Hidalgo | Mcallen | 78503 | 0.82 | 0.79
189043 | 821040 | 1801 SOUTH 2ND STREET MCALLEN | 82387 | JOINT RECRUITING PROGRAM | USACE | 1801 South 2nd Street | United States | Texas | Hidalgo | Mcallen | 78503 | 0.82 | 0.79
189601 | 821647 | 2700 NORTH 23RD STREET MCALLEN | 82387 | JOINT RECRUITING PROGRAM | USACE | 2700 North 23rd Street | United States | Texas | Hidalgo | Mcallen | 78503 | 0.82 | 0.79
182932 | 710750 | 201 NORTH SHARY ROAD MISSION | 82387 | JOINT RECRUITING PROGRAM | USACE | 201 North Shary Road Suite A00 | United States | Texas | Hidalgo | Mission | 78572 | 0.82 | 0.79
7845 | 48H95 | WESLACO | 480NG | TEXAS NATIONAL GUARD | ARGUARD | 1315 Pleasant Valley Way | United States | Texas | Hidalgo | Weslaco | 78596 | 0.82 | 0.79
5282 | 48D45 | GREENVILLE | 480NG | TEXAS NATIONAL GUARD | ARGUARD | 9314 Jack Finney BLVD | United States | Texas | Hunt | Greenville | 75401 | 0.82 | 0.79
185183 | 82387-13086 | TRADERS RD GREENVILLE | 82387 | JOINT RECRUITING PROGRAM | USACE | 2715 TRADERS ROAD | United States | Texas | Hunt | Greenville | 75402 | 0.82 | 0.79
183411 | 82387-11786 | EAST GIBSON JASPER | 82387 | JOINT RECRUITING PROGRAM | USACE | 316 EAST GIBSON CROSSROADS SHOP CTR | United States | Texas | Jasper | Jasper | 75951 | 0.82 | 0.79
612 | N00216-TX | BEAUMONT TX MSC | N00216 | NAS CORPUS CHRISTI TX | NAVACT | 350 Pine Street | United States | Texas | Jefferson | Beaumont | 77701 | 0.82 | 0.79
4323 | 48625 | CARL PIPKIN USARC | 06510 | 63RD RRC - CALIFORNIA | ARRES |  | United States | Texas | Jefferson | Beaumont | 77701 | 0.82 | 0.79
184839 | 18081-10406 | MAIN ST BEAUMONT | 18081 | ARMY MISSION SUPPORT | USACE | 1225 MAIN STREET | United States | Texas | Jefferson | Beaumont | 77701 | 0.82 | 0.79
191230 | 48A81 | BEAUMONT | 480NG | TEXAS NATIONAL GUARD | ARGUARD | 3040 College Street | United States | Texas | Jefferson | Beaumont | 77701 | 0.82 | 0.79
184837 | 710257 | 6755 PHELAN BEAUMONT | 82387 | JOINT RECRUITING PROGRAM | USACE | 6755 PHELAN SUITE 14 | United States | Texas | Jefferson | Beaumont | 77706 | 0.82 | 0.79
184840 | 82387-11616 | DOWLEN RD BEAUMONT | 82387 | JOINT RECRUITING PROGRAM | USACE | 4414 DOWLEN ROAD CROSSROADS SHOP CTR | United States | Texas | Jefferson | Beaumont | 77706 | 0.82 | 0.79
190427 | 820911 | 85 I-10 NORTH BEAUMONT | 82387 | JOINT RECRUITING PROGRAM | USACE | 85 I-10 North | United States | Texas | Jefferson | Beaumont | 77706 | 0.82 | 0.79
6730 | 48805 | PB CLAYTON MEMORIAL USARC | 06510 | 63RD RRC - CALIFORNIA | ARRES |  | United States | Texas | Jefferson | Port Arthur | 77640 | 0.82 | 0.79
187379 | 82387-11300 | 9TH AVE PORT ARTHUR | 82387 | JOINT RECRUITING PROGRAM | USACE | 8661 9TH AVE REGIONAL SHOP CENTER | United States | Texas | Jefferson | Port Arthur | 77640 | 0.82 | 0.79
3753 | 48585 | ALICE USARC | 06510 | 63RD RRC - CALIFORNIA | ARRES |  | United States | Texas | Jim Wells | Alice | 78332 | 0.82 | 0.79
1051 | N60241-KR | KING RANCH | N60241 | NAS KINGSVILLE TX | NAVACT | 172 badger Ln | United States | Texas | Jim Wells | Ben Bolt | 78372 | 0.82 | 0.79
627 | N60241-AD | ALF ORANGE | N60241 | NAS KINGSVILLE TX | NAVACT |  | United States | Texas | Jim Wells | Orange Grove | 78372 | 0.82 | 0.79
170706 | 48441 | STORE FRONT RECRUITERS BURLESON | 480NG | TEXAS NATIONAL GUARD | ARGUARD |  | United States | Texas | Johnson | Burleson | 76028 | 0.82 | 0.79
183669 | 800330 | 1351 SW WILSHIRE BLVD BURLESON | 82387 | JOINT RECRUITING PROGRAM | USACE | 1351 SW Wilshire Boulevard | United States | Texas | Johnson | Burleson | 76028 | 0.82 | 0.79
190328 | 822404 | 241 QUEEN ANNS BURLESON | 70132 | INDEPENDENT DUTY HOUSING PROGRAM | USACE | 241 Queen Anns Drive | United States | Texas | Johnson | Burleson | 76028 | 0.82 | 0.79
183031 | 82387-12445 | N NOLAN RIVER RD CLEBURNE | 82387 | JOINT RECRUITING PROGRAM | USACE | 605 N NOLAN RIVER R NOLAN RIVER PLACE | United States | Texas | Johnson | Cleburne | 76033 | 0.82 | 0.79
189358 | 821426 | 2001 DIAMONDBACK DRIVE FORNEY | 70132 | INDEPENDENT DUTY HOUSING PROGRAM | USACE | 2001 Diamondback Drive | United States | Texas | Johnson | Forney | 75126 | 0.82 | 0.79
7531 | 48H41 | TERRELL - AIRPORT ROAD | 480NG | TEXAS NATIONAL GUARD | ARGUARD | 1506 Airport Rd. | United States | Texas | Kaufman | Terrell | 75160 | 0.82 | 0.79
7532 | 48H40 | TERRELL - HWY 80 | 480NG | TEXAS NATIONAL GUARD | ARGUARD | Lion's Club Park, Hwy 80 West | United States | Texas | Kaufman | Terrell | 75160 | 0.82 | 0.79
183880 | 710255 | 111 HWY 205 TERRELL | 82387 | JOINT RECRUITING PROGRAM | USACE | 111 HWY 205 Space 104 | United States | Texas | Kaufman | Terrell | 75160 | 0.82 | 0.79
183881 | 82387-13279 | W MOORE TERRELL 1 | 82387 | JOINT RECRUITING PROGRAM | USACE | 702 W. MOORE SUITE 101 | United States | Texas | Kaufman | Terrell | 75160 | 0.82 | 0.79
187893 | 810120 | 311 W. MOORE TERRELL | 82387 | JOINT RECRUITING PROGRAM | USACE | 311 W. Moore Avenue | United States | Texas | Kaufman | Terrell | 75160 | 0.82 | 0.79
4290 | 48545 | CAMP STANLEY STOR ACTV | 40520 | MCALESTER ARMY AMMUNITION PLANT | ARACT | 25800 Ralph Fair Road | United States | Texas | Kendall | Boerne | 78015 | 0.87 | 0.85
185027 | 82387-12952 | SIDNEY BAKER KERRVILLE | 82387 | JOINT RECRUITING PROGRAM | USACE | 820 SIDNEY BAKER RED OAK PLAZA | United States | Texas | Kerr | Kerrville | 78028 | 0.82 | 0.79
1514 | CDUA0001 | BRACKETTVILLE NEXRAD WEATHER SITE SITE # 1 | MXDP | LAUGHLIN AIR FORCE BASE | AFACT | 90 W (14 KM east of Brackettville) | United States | Texas | Kinney | Unknown | 78832 | 0.82 | 0.79
2484 | MXDS0001 | LAUGHLIN AFB AUX 1 SITE # 1 | MXDP | LAUGHLIN AIR FORCE BASE | AFACT |  | United States | Texas | Kinney | Unknown | 78877 | 0.82 | 0.79
205 | N60241 | NAS KINGSVILLE TX | N60241 | NAS KINGSVILLE TX | NAVACT | 554 McCain Street | United States | Texas | Kleberg | Kingsville | 78363 | 0.86 | 0.81
5739 | 48E60 | KINGSVILLE | 480NG | TEXAS NATIONAL GUARD | ARGUARD | 604 E Kleberg AVE | United States | Texas | Kleberg | Kingsville | 78363 | 0.86 | 0.81
5740 | 48971 | KINGSVILLE NAS AFRC | 06510 | 63RD RRC - CALIFORNIA | ARRES |  | United States | Texas | Kleberg | Kingsville | 78363 | 0.86 | 0.81
182940 | 82387-12748 | S 14TH ST KINGSVILLE | 82387 | JOINT RECRUITING PROGRAM | USACE | 218 S. 14TH STREET | United States | Texas | Kleberg | Kingsville | 78363 | 0.86 | 0.81
4114 | 48795 | BOYLE MEMORIAL USARC | 06510 | 63RD RRC - CALIFORNIA | ARRES | 1355 SE 24th Street | United States | Texas | Lamar | Paris | 75460 | 0.82 | 0.79
183542 | 82387-10720 | 3219 & 3221 NE LOOP 286 PARIS | 82387 | JOINT RECRUITING PROGRAM | USACE | 3219 & 3221 NE LOOP 286 3223 NE LOOP 286 | United States | Texas | Lamar | Paris | 75460 | 0.82 | 0.79
183543 | 82387-12508 | NE LOOP 286 PARIS | 82387 | JOINT RECRUITING PROGRAM | USACE | 3605 NE LOOP 286 SUITE 400 | United States | Texas | Lamar | Paris | 75460 | 0.82 | 0.79
4270 | 48G00 | CAMP MAXEY | 48G00 | CAMP MAXEY | ARGUARD | 8500 US HWY 271 N | United States | Texas | Lamar | Powderly | 75473 | 0.82 | 0.79
7989 | 48915 | YOAKUM USARC | 06510 | 63RD RRC - CALIFORNIA | ARRES | 705 Yoakum Street | United States | Texas | Lavaca | Yoakum | 77995 | 0.82 | 0.79
182453 | 800332 | 426 WEST SOUTHLINE STREET CLEVELAND | 82387 | JOINT RECRUITING PROGRAM | USACE | 426 West Southline Street | United States | Texas | Liberty | Cleveland | 77327 | 0.82 | 0.79
6164 | 48F40 | MEXIA | 480NG | TEXAS NATIONAL GUARD | ARGUARD | 500 E Tyler ST | United States | Texas | Limestone | Mexia | 76667 | 0.82 | 0.79
182787 | 82387-13127 | UNIVERSITY LUBBOCK | 82387 | JOINT RECRUITING PROGRAM | USACE | 1209 UNIVERSITY | United States | Texas | Lubbock | Lubbock | 79401 | 0.82 | 0.79
5980 | 48F07 | LUBBOCK | 480NG | TEXAS NATIONAL GUARD | ARGUARD | 301 E Regis ST | United States | Texas | Lubbock | Lubbock | 79403 | 0.82 | 0.79
5981 | 4876A | LUBBOCK AFRC | 06510 | 63RD RRC - CALIFORNIA | ARRES | 301 E. Regis, Suite 1107 | United States | Texas | Lubbock | Lubbock | 79403 | 0.82 | 0.79
182788 | 82387-10425 | 19TH ST LUBBOCK | 82387 | JOINT RECRUITING PROGRAM | USACE | 3707-A 19TH ST | United States | Texas | Lubbock | Lubbock | 79410 | 0.82 | 0.79
182789 | 82387-12895 | SAGEWOOD PLZ LUBBOCK | 82387 | JOINT RECRUITING PROGRAM | USACE | SAGEWOOD PLAZA 5604 SLIDE ROAD | United States | Texas | Lubbock | Lubbock | 79414 | 0.82 | 0.79
188343 | 820268 | 5415 9TH ST LUBBOCK | 70132 | INDEPENDENT DUTY HOUSING PROGRAM | USACE | 5415 9th Street | United States | Texas | Lubbock | Lubbock | 79416 | 0.82 | 0.79
191302 | 823862 | 1126 SLIDE ROAD LUBBOCK | 82387 | JOINT RECRUITING PROGRAM | USACE | 1126 Slide Road | United States | Texas | Lubbock | Lubbock | 79416 | 0.82 | 0.79
182791 | 82387-12964 | SLIDE RD LUBBOCK | 82387 | JOINT RECRUITING PROGRAM | USACE | 6502 SLIDE ROAD SUITE 407 | United States | Texas | Lubbock | Lubbock | 79424 | 0.82 | 0.79
186821 | 801098 | IOLA AVENUE LUBBOCK | 82387 | JOINT RECRUITING PROGRAM | USACE | Iola Avenue | United States | Texas | Lubbock | Lubbock | 79424 | 0.82 | 0.79
188549 | 820423 | 6502 SLIDE ROAD LUBBOCK | 82387 | JOINT RECRUITING PROGRAM | USACE | 6502 Slide Road | United States | Texas | Lubbock | Lubbock | 79424 | 0.82 | 0.79
184835 | 82387-11352 | AVENUE F BAY CITY | 82387 | JOINT RECRUITING PROGRAM | USACE | 3325 AVENUE F BAY CITY SHOP CENTER | United States | Texas | Matagorda | Bay City | 77414 | 0.82 | 0.79
184923 | 82387-12768 | S BIBB EAGLE PASS | 82387 | JOINT RECRUITING PROGRAM | USACE | 455 SOUTH BIBB MALL DE LAS AGUILAS | United States | Texas | Maverick | Eagle Pass | 78852 | 0.82 | 0.79
1682 | FQVH0001 | EAGLE PASS RADAR SITE (TARS#5) SITE # 1 | AAWZ | ACC AMIC | AFACT | FM 1021, 27 MILES SE OF EAGLE PASS | United States | Texas | Maverick | Unknown | 78860 | 0.82 | 0.79
189814 | 821964 | 1036 DANE DRIVE HEWITT | 70132 | INDEPENDENT DUTY HOUSING PROGRAM | USACE | 1036 Dane Drive | United States | Texas | McLennan | Hewitt | 76643 | 0.82 | 0.79
190978 | N83447-MG | FORMER NWIRP MCGREGOR | N83447 | NAS JRB FT WORTH TX | NAVACT |  | United States | Texas | McLennan | McGregor | 76657 | 0.82 | 0.79
190218 | 48H76 | WACO - TSTC | 480NG | TEXAS NATIONAL GUARD | ARGUARD |  | United States | Texas | McLennan | Waco | 76705 | 0.82 | 0.79
332 | N83447-WA | NAVOPSPTCEN WACO TX | N83447 | NAS JRB FT WORTH TX | NAVACT | 2100 North New Road | United States | Texas | McLennan | Waco | 76707 | 0.82 | 0.79
7748 | 48H75 | WACO | 480NG | TEXAS NATIONAL GUARD | ARGUARD | 2120 N. New Road | United States | Texas | McLennan | Waco | 76707 | 0.82 | 0.79
7749 | 48875 | WACO USARC | 06510 | 63RD RRC - CALIFORNIA | ARRES | 2000 N. New Road | United States | Texas | McLennan | Waco | 76707 | 0.82 | 0.79
185021 | 82387-13407 | WOODED ACRES DR WACO | 82387 | JOINT RECRUITING PROGRAM | USACE | 1105 WOODED ACRES DR SUITES 340 AND 650 | United States | Texas | McLennan | Waco | 76710 | 0.82 | 0.79
190082 | 822153 | 5301 BOSQUE BLVD WACO | 82387 | JOINT RECRUITING PROGRAM | USACE | 5301 Bosque Boulevard | United States | Texas | McLennan | Waco | 76710 | 0.82 | 0.79
185819 | 82387-11577 | CROSSROADS W WACO | 82387 | JOINT RECRUITING PROGRAM | USACE | 306 CROSSROADS WEST 8810 W HWY 84 | United States | Texas | McLennan | Waco | 76712 | 0.82 | 0.79
1052 | N60241-YT | YANKEE TARGET RANGE | N60241 | NAS KINGSVILLE TX | NAVACT |  | United States | Texas | McMullen | Tilden | 78072 | 0.82 | 0.79
190140 | 48H50 | SOUTH TEXAS TRAINING CENTER | 480NG | TEXAS NATIONAL GUARD | ARGUARD |  | United States | Texas | McMullen | Unknown |  | 0.82 | 0.79
5475 | 48D75 | HONDO | 480NG | TEXAS NATIONAL GUARD | ARGUARD | 2404 18th ST | United States | Texas | Medina | Hondo | 78861 | 0.82 | 0.79
187275 | 800937 | BEDFORD AVENUE MIDLAND | 70132 | INDEPENDENT DUTY HOUSING PROGRAM | USACE | Bedford Avenue | United States | Texas | Midland | Midland | 79703 | 0.82 | 0.79
183612 | 82387-12435 | N MIDKIFF MIDLAND | 82387 | JOINT RECRUITING PROGRAM | USACE | 4706 N. MIDKIFF SUITES 7 & 8 | United States | Texas | Midland | Midland | 79705 | 0.82 | 0.79
188519 | 820404 | 3808 FANNIN AVE MIDLAND | 70132 | INDEPENDENT DUTY HOUSING PROGRAM | USACE | 3808 Fannin Avenue | United States | Texas | Midland | Midland | 79707 | 0.82 | 0.79
6191 | 48793 | MIDLAND USARC | 06510 | 63RD RRC - CALIFORNIA | ARRES | 2414 Windecker Street | United States | Texas | Midland | Midland | 79711 | 0.82 | 0.79
9483 | 48753 | MIDLAND AIRPORT | 480NG | TEXAS NATIONAL GUARD | ARGUARD | Midland Airport | United States | Texas | Midland | Midland | 79711 | 0.82 | 0.79
4539 | 48180 | CONROE USARC/ASF 62 | 06510 | 63RD RRC - CALIFORNIA | ARRES | 4724 S. Pkwy (Montgomery Air) | United States | Texas | Montgomery | Conroe | 77303 | 0.82 | 0.79
184536 | 710563 | 2109 W. DAVIS ST CONROE | 82387 | JOINT RECRUITING PROGRAM | USACE | 2109 W. Davis St SUITES 101, 102, 103, 104 | United States | Texas | Montgomery | Conroe | 77304 | 0.82 | 0.79
191759 | 824332 | 8701 S. GESSNER HOUSTON | 82387 | JOINT RECRUITING PROGRAM | USACE | 8701 S. Gessner Road | United States | Texas | Montgomery | Houston | 77074 | 0.82 | 0.79
183554 | 82387-11621 | DUMAS AVE DUMAS | 82387 | JOINT RECRUITING PROGRAM | USACE | 1530 DUMAS AVENUE STES A & B | United States | Texas | Moore | Dumas | 79029 | 0.82 | 0.79
182942 | 82387-12537 | NORTH ST NACOGDOCHES | 82387 | JOINT RECRUITING PROGRAM | USACE | 3703 NORTH STREET NORTHVIEW PLAZA | United States | Texas | Nacogdoches | Nacogdoches | 75965 | 0.82 | 0.79
4559 | 48B90 | CORSICANA | 480NG | TEXAS NATIONAL GUARD | ARGUARD | 3100 W 7th AVE | United States | Texas | Navarro | Corsicana | 75110 | 0.82 | 0.79
184469 | 710751 | 1803 W 7TH AVE CORSICANA | 82387 | JOINT RECRUITING PROGRAM | USACE | 1803 w 7th Ave | United States | Texas | Navarro | Corsicana | 75110 | 0.82 | 0.79
191724 | 824194 | 909 RED OAK LANE CORSICANA | 70132 | INDEPENDENT DUTY HOUSING PROGRAM | USACE | 909 Red Oak Lane | United States | Texas | Navarro | Corsicana | 75110 | 0.82 | 0.79
190387 | 703969 | 5151 FLYNN PKWY CORPUS CHRISTI | 82387 | JOINT RECRUITING PROGRAM | USACE | 5151 Flynn Parkway | United States | Texas | Nueces | Corpus Christi | 78350 | 0.87 | 0.83
183874 | 82387-12129 | LEOPARD ST CORPUS CHRISTI | 82387 | JOINT RECRUITING PROGRAM | USACE | 13434 LEOPARD ST. SUITE A-10 | United States | Texas | Nueces | Corpus Christi | 78410 | 0.87 | 0.83
4557 | 48655 | CORPUS CHRISTI USARC | 06510 | 63RD RRC - CALIFORNIA | ARRES | 4722 McArdle Road | United States | Texas | Nueces | Corpus Christi | 78411 | 0.87 | 0.83
183875 | 82387-12855 | S PADRE ISLAND CORPUS CHRISTI | 82387 | JOINT RECRUITING PROGRAM | USACE | 5425 S PADRE ISLAND DRIVE, MOORE PLAZA | United States | Texas | Nueces | Corpus Christi | 78411 | 0.87 | 0.83
863 | N00216-DA | PART OF ISLAND A | N00216 | NAS CORPUS CHRISTI TX | NAVACT | 7930 Ocean Drive | United States | Texas | Nueces | Corpus Christi | 78412 | 0.87 | 0.83
864 | N00216-JA | PEARY PLACE TRANS SITE | N00216 | NAS CORPUS CHRISTI TX | NAVACT | 8301 South Padre Island Drive | United States | Texas | Nueces | Corpus Christi | 78412 | 0.87 | 0.83
966 | N00216-AE | ALF CABANISS | N00216 | NAS CORPUS CHRISTI TX | NAVACT | 2601 Saratoga Boulevard | United States | Texas | Nueces | Corpus Christi | 78415 | 0.87 | 0.83
4554 | 48B85 | CORPUS CHRISTI | 480NG | TEXAS NATIONAL GUARD | ARGUARD | 1430 Horne RD | United States | Texas | Nueces | Corpus Christi | 78416 | 0.87 | 0.83
191844 | 824048 | 1620 PADRE ISLAND DRIVE CORPUS CHRISTI | 82387 | JOINT RECRUITING PROGRAM | USACE | 1620 Padre Island Drive | United States | Texas | Nueces | Corpus Christi | 78416 | 0.87 | 0.83
862 | N00216-AD | ALF WALDRON | N00216 | NAS CORPUS CHRISTI TX | NAVACT | 3604 Waldron Road | United States | Texas | Nueces | Corpus Christi | 78418 | 0.87 | 0.83
140 | N00216 | NAS CORPUS CHRISTI TX | N00216 | NAS CORPUS CHRISTI TX | NAVACT | 127 Naval Air Station Drive | United States | Texas | Nueces | Corpus Christi | 78419 | 0.87 | 0.83
967 | N00216-FA | PARTS OF IS A B/C | N00216 | NAS CORPUS CHRISTI TX | NAVACT | 7980 Ocean Drive | United States | Texas | Nueces | Corpus Christi | 78419 | 0.87 | 0.83
4555 | 4818B | CORPUS CHRISTI #2 AFRC | 06510 | 63RD RRC - CALIFORNIA | ARRES | 1430 Dimmit Drive, Suite 155 | United States | Texas | Nueces | Corpus Christi | 78419 | 0.87 | 0.83
4556 | 48186 | CORPUS CHRISTI ARMY DEPOT | 48186 | CORPUS CHRISTI ARMY DEPOT | ARACT |  | United States | Texas | Nueces | Corpus Christi | 78419 | 0.87 | 0.83
184468 | 18081-10421 | MUSTANG ISL ST PARK | 18081 | ARMY MISSION SUPPORT | USACE | MUSTANG ISL ST PARK TX PARKS & WILDL DEP | United States | Texas | Nueces | Port Aransas | 78373 | 0.87 | 0.83
187742 | 48231 | ROBSTOWN CONTR HUM WAREHOUSE | 06510 | 63RD RRC - CALIFORNIA | ARRES |  | United States | Texas | Nueces | Robstown | 78380 | 0.87 | 0.83
184876 | 82387-11797 | EDGAR BROWN DR WEST ORANGE | 82387 | JOINT RECRUITING PROGRAM | USACE | 3109 EDGAR BROWN DRIVE SUITES L,M,N,O | United States | Texas | Orange | West Orange | 77630 | 0.82 | 0.79
5060 | 48409 | FORT WOLTERS | 48409 | FORT WOLTERS TRAINING CENTER | ARGUARD | 3801 HWY 180 E | United States | Texas | Palo Pinto | Mineral Wells | 76067 | 0.82 | 0.79
7830 | 48H85 | WEATHERFORD | 480NG | TEXAS NATIONAL GUARD | ARGUARD | 803 E Eads ST | United States | Texas | Parker | Weatherford | 76086 | 0.82 | 0.79
186433 | 800955 | ADAMS WEATHERFORD | 82387 | JOINT RECRUITING PROGRAM | USACE | Adams Drive | United States | Texas | Parker | Weatherford | 76086 | 0.82 | 0.79
189266 | 821365 | 126 WHITROCK COURT WEATHERFORD | 70132 | INDEPENDENT DUTY HOUSING PROGRAM | USACE | 126 Witerock Court | United States | Texas | Parker | Weatherford | 76086 | 0.82 | 0.79
190454 | 48G95 | SHEFFIELD - CHALLENGE | 480NG | TEXAS NATIONAL GUARD | ARGUARD |  | United States | Texas | Pecos | Sheffield | 79781 | 0.82 | 0.79
330 | N83447-AM | NAVOPSPTCEN AMARILLO TX | N83447 | NAS JRB FT WORTH TX | NAVACT | 2500 Tee Anchor Boulevard | United States | Texas | Potter | Amarillo | 79104 | 0.82 | 0.79
3773 | 48A20 | AMARILLO | 480NG | TEXAS NATIONAL GUARD | ARGUARD |  | United States | Texas | Potter | Amarillo | 79104 | 0.82 | 0.79
187820 | 48277 | AMARILLO ARMED FORCES RESERVE CENTER | 06510 | 63RD RRC - CALIFORNIA | ARRES |  | United States | Texas | Potter | Amarillo | 79107 | 0.82 | 0.79
4073 | 48595 | BLUCHER S THARP MEMORIAL USARC | 06510 | 63RD RRC - CALIFORNIA | ARRES | 2801 Duniview Circle | United States | Texas | Potter | Amarillo | 79109 | 0.82 | 0.79
186466 | 801252 | 8312 ALEXANDRIA AVENUE AMARILLO | 70132 | INDEPENDENT DUTY HOUSING PROGRAM | USACE | 8312 Alexandria Avenue | United States | Texas | Potter | Amarillo | 79118 | 0.82 | 0.79
191751 | 824349 | 4013 S. WILLIAMS STREET AMARILLO | 70132 | INDEPENDENT DUTY HOUSING PROGRAM | USACE | 4013 S. Williams Street | United States | Texas | Potter | Amarillo | 79118 | 0.82 | 0.79
185182 | 82387-13376 | WESTGATE PKWY AMARILLO | 82387 | JOINT RECRUITING PROGRAM | USACE | 200 WESTGATE PARKWAY G14 WESTGATE PLAZA SHPG | United States | Texas | Potter | Amarillo | 79121 | 0.82 | 0.79
2763 | PDZQ0001 | MARFA RADAR SITE (TARS #4) SITE # 1 | AAWZ | ACC AMIC | AFACT | HWY 90 21 MILES WEST OF MARFA | United States | Texas | Presidio | Unknown | 79843 | 0.82 | 0.79
189855 | 821932 | 8506 LITTLE ROCK AMARILLO | 70132 | INDEPENDENT DUTY HOUSING PROGRAM | USACE | 8506 Little Rock Drive | United States | Texas | Randall | Amarillo | 79118 | 0.82 | 0.79
190560 | 822731 | 7103 BEESON STREET AMARILLO | 70132 | INDEPENDENT DUTY HOUSING PROGRAM | USACE | 7103 Beeson Street | United States | Texas | Randall | Amarillo | 79119 | 0.82 | 0.79
191360 | 823897 | 9812 PERRY AVENUE AMARILLO | 70132 | INDEPENDENT DUTY HOUSING PROGRAM | USACE | 9812 Perry Avenue | United States | Texas | Randall | Amarillo | 79119 | 0.82 | 0.79
142 | N68891 | NAVSTA INGLESIDE TX | N68891 | NAVSTA INGLESIDE TX | NAVACT | 501 Hamden Head Boulevard | United States | Texas | San Patricio | Ingleside | 78362 | 0.87 | 0.83
865 | N00216-EM | ELECTROMAGNETICROLLFAC | N00216 | NAS CORPUS CHRISTI TX | NAVACT | 1693 South Main Street | United States | Texas | San Patricio | Ingleside | 78362 | 0.87 | 0.83
185556 | 82387-13388 | WILDCAT DR PORTLAND | 82387 | JOINT RECRUITING PROGRAM | USACE | 1500 WILDCAT DRIVE | United States | Texas | San Patricio | Portland | 78374 | 0.87 | 0.83
7189 | 48845 | SCHMIDT MEMORIAL USARC | 06510 | 63RD RRC - CALIFORNIA | ARRES | 1000 S. San Patrico | United States | Texas | San Patricio | Sinton | 78387 | 0.87 | 0.83
188602 | 48958 | SINTON USARC | 06510 | 63RD RRC - CALIFORNIA | ARRES |  | United States | Texas | San Patricio | Sinton | 78387 | 0.87 | 0.83
1614 | ELAW0001 | ELDORADO ASN SITE # 1 | JCGU | GOODFELLOW AFB | AFACT | ELDORADO AFS | United States | Texas | Schleicher | Unknown | 76936 | 0.82 | 0.79
2096 | HERM0001 | HERMLEIGH SITE # 1 | FNWZ | DYESS AIR FORCE BASE | AFACT | 1927 FARM TO MARKET 1606 | United States | Texas | Scurry | Hermleigh | 79526 | 0.82 | 0.79
2359 | LAKT0001 | LAKE THOMAS EMITTER SITE SITE # 1 | FNWZ | DYESS AIR FORCE BASE | AFACT | 4651 FARM TO MARKET 1610 | United States | Texas | Scurry | Hermleigh | 79527 | 0.82 | 0.79
3126 | SNYD0001 | SNYDER ELECTRONIC SCORING SITE SITE # 1 | FNWZ | DYESS AIR FORCE BASE | AFACT | 3199 FARM TO MARKET 1607 | United States | Texas | Scurry | Snyder | 79549 | 0.82 | 0.79
3225 | UNIO0001 | UNION EMITTER SITE SITE # 1 | FNWZ | DYESS AIR FORCE BASE | AFACT | 5995COUNTY ROAD 264 | United States | Texas | Scurry | Snyder | 79549 | 0.82 | 0.79
3022 | QTPW0001 | MORAN NEXRAD WEATHER SITE SITE # 1 | FNWZ | DYESS AIR FORCE BASE | AFACT | 576 FARM TO MARKET 576 | United States | Texas | Shackelford | Moran | 76464 | 0.82 | 0.79
182802 | 82387-13416 | WSW LOOP 323 TYLER | 82387 | JOINT RECRUITING PROGRAM | USACE | 535 WSW LOOP 323 BROOKSIDE VILLAGE | United States | Texas | Smith | Tyler | 75701 | 0.82 | 0.79
185649 | 710298 | 1201 E. FIFTH STREET TYLER | 82387 | JOINT RECRUITING PROGRAM | USACE | 1201 E. fifth Street | United States | Texas | Smith | Tyler | 75701 | 0.82 | 0.79
185741 | 82387-11758 | E SOUTHEAST TYLER | 82387 | JOINT RECRUITING PROGRAM | USACE | 322 EAST SOUTHEAST LOOP 323 | United States | Texas | Smith | Tyler | 75701 | 0.82 | 0.79
7651 | 48H60 | TYLER | 480NG | TEXAS NATIONAL GUARD | ARGUARD | 2520 Commerce St. | United States | Texas | Smith | Tyler | 75702 | 0.82 | 0.79
170314 | 48H58 | STR FNT RECRUITERS TYLER | 480NG | TEXAS NATIONAL GUARD | ARRES |  | United States | Texas | Smith | Tyler | 75703 | 0.87 | 0.83
182801 | 82387-12604 | PALUXY SQUARE TYLER | 82387 | JOINT RECRUITING PROGRAM | USACE | 3800 PALUXY SQUARE STES 402 & 431 | United States | Texas | Smith | Tyler | 75703 | 0.82 | 0.79
189230 | 820484 | 4750 S. BROADWAY TYLER | 82387 | JOINT RECRUITING PROGRAM | USACE | 4750 Broadway Avenue | United States | Texas | Smith | Tyler | 75703 | 0.82 | 0.79
191891 | 824581 | 7376 FLAT ROCK LANE TYLER | 70132 | INDEPENDENT DUTY HOUSING PROGRAM | USACE | 7376 Flat Rock Lane | United States | Texas | Smith | Tyler | 75703 | 0.82 | 0.79
190009 | 48057 | TYLER AFRC | 06510 | 63RD RRC - CALIFORNIA | ARRES |  | United States | Texas | Smith | Tyler | 75709 | 0.87 | 0.83
7009 | 48825 | RIO GRANDE CITY USARC | 06510 | 63RD RRC - CALIFORNIA | ARRES | 222 E Highway 83 | United States | Texas | Starr | Rio Grande City | 78582 | 0.82 | 0.79
3216 | UFXS0001 | RIO GRANDE CITY RADAR SITE (TARS #6) SITE # 1 | AAWZ | ACC AMIC | AFACT | FM 649, 19 MILES NORTH OF RIO GRANDE CITY | United States | Texas | Starr | Unknown | 78582 | 0.82 | 0.79
191207 | 823553 | 6109 SOUTH COOPER STREET ARLINGTON | 82387 | JOINT RECRUITING PROGRAM | USACE | 6109 South Cooper Street | United States | Texas | Tarrant | Arlington | 76001 | 0.89 | 0.86
184909 | 82387-10521 | 2221 E LAMAR BLVD ARLINGTON | 82387 | JOINT RECRUITING PROGRAM | USACE | 2221 E LAMAR BLVD STE 225 | United States | Texas | Tarrant | Arlington | 76006 | 0.89 | 0.86
184906 | 82387-12356 | N COLLINS ARLINGTON | 82387 | JOINT RECRUITING PROGRAM | USACE | 2301 N. COLLINS STE 114 | United States | Texas | Tarrant | Arlington | 76011 | 0.89 | 0.86
185843 | 82387-12958 | SIX FLAGS DR ARLINGTON | 82387 | JOINT RECRUITING PROGRAM | USACE | 600 SIX FLAGS DRIVE STE 400 | United States | Texas | Tarrant | Arlington | 76011 | 0.89 | 0.86
186638 | 801253 | 2201 NORTH COLLINS ARLINGTON | 18081 | ARMY MISSION SUPPORT | USACE | 2201 North Collins Street | United States | Texas | Tarrant | Arlington | 76011 | 0.89 | 0.86
189859 | N83447-ND | NCIS DALLAS | N83447 | NAS JRB FT WORTH TX | NAVACT |  | United States | Texas | Tarrant | Arlington | 76011 | 0.89 | 0.86
3839 | 48A35 | ARLINGTON | 480NG | TEXAS NATIONAL GUARD | ARGUARD | 1929 Randol Mill | United States | Texas | Tarrant | Arlington | 76012 | 0.89 | 0.86
184903 | 82387-12790 | S COOPER ST ARLINGTON | 82387 | JOINT RECRUITING PROGRAM | USACE | 4140 S COOPER ST | United States | Texas | Tarrant | Arlington | 76015 | 0.89 | 0.86
184907 | 82387-12241 | MATLOCK RD ARLINGTON | 82387 | JOINT RECRUITING PROGRAM | USACE | 3030 MATLOCK ROAD SUITE 210 | United States | Texas | Tarrant | Arlington | 76015 | 0.89 | 0.86
4792 | 48D10 | EAGLE MOUNTAIN LAKE | 480NG | TEXAS NATIONAL GUARD | ARGUARD | 409 Commerce ST | United States | Texas | Tarrant | Azle | 76020 | 0.89 | 0.86
184922 | 82387-11312 | AIRPORT FWY BEDFORD | 82387 | JOINT RECRUITING PROGRAM | USACE | 1420-A AIRPORT FWY 1424-S AIRPORT FWY | United States | Texas | Tarrant | Bedford | 76022 | 0.89 | 0.86
1349 | ACFJ0001 | AIR FORCE PLANT 4 SITE # 1 | TTQK | AIR FORCE PLANT 42 | AFACT | 1 Lockheed Boulevard | United States | Texas | Tarrant | Fort Worth | 76101 | 0.89 | 0.86
185419 | 82387-13061 | TAYLOR ST FORT WORTH | 82387 | JOINT RECRUITING PROGRAM | USACE | 819 TAYLOR ST STE 7A26 & 7A27 | United States | Texas | Tarrant | Fort Worth | 76102 | 0.89 | 0.86
187585 | 18081-10214 | 819 TAYLOR FORT WORTH | 18081 | ARMY MISSION SUPPORT | USACE | 819 TAYLOR | United States | Texas | Tarrant | Fort Worth | 76102 | 0.89 | 0.86
5062 | 48D05 | FORT WORTH - COBB PARK | 480NG | TEXAS NATIONAL GUARD | ARGUARD | 2101 Cobb Park DR | United States | Texas | Tarrant | Fort Worth | 76105 | 0.89 | 0.86
5064 | 48C95 | FORT WORTH - SHOREVIEW | 480NG | TEXAS NATIONAL GUARD | ARGUARD | 8111 Shoreview DR | United States | Texas | Tarrant | Fort Worth | 76108 | 0.89 | 0.86
169851 | 48878 | FORT WORTH AFRC/OMS/STORAGE | 06510 | 63RD RRC - CALIFORNIA | ARRES | 11280 WHITE SETTLEMENT ROAD | United States | Texas | Tarrant | Fort Worth | 76108 | 0.89 | 0.86
185424 | 710246 | HAWK'S CREEK FORT WORTH | 82387 | JOINT RECRUITING PROGRAM | USACE | Hawk's Creek 6712-6718 Westworth Blvd, Hwy 183 | United States | Texas | Tarrant | Fort Worth | 76108 | 0.89 | 0.86
191652 | 824243 | 6620 ALTA MERE DRIVE FORT WORTH | 82387 | JOINT RECRUITING PROGRAM | USACE | 6620 Alta Mere Drive | United States | Texas | Tarrant | Fort Worth | 76114 | 0.89 | 0.86
5063 | 48D00 | FORT WORTH - SANDAGE | 480NG | TEXAS NATIONAL GUARD | ARGUARD | 5104 Sandage AVE | United States | Texas | Tarrant | Fort Worth | 76115 | 0.89 | 0.86
191242 | N83447-FC | FEDERAL CENTER | N83447 | NAS JRB FT WORTH TX | NAVACT |  | United States | Texas | Tarrant | Fort Worth | 76115 | 0.89 | 0.86
190842 | 823248 | 6500 WESTERN PLACE FORT WORTH | 82387 | JOINT RECRUITING PROGRAM | USACE | 6500 Western Place | United States | Texas | Tarrant | Fort Worth | 76116 | 0.89 | 0.86
190713 | 822905 | 8605 STONEWALL COURT FORT WORTH | 70132 | INDEPENDENT DUTY HOUSING PROGRAM | USACE | 8605 Stonewall Court | United States | Texas | Tarrant | Fort Worth | 76123 | 0.89 | 0.86
233 | N83447 | NAS JRB FT WORTH TX | N83447 | NAS JRB FT WORTH TX | NAVACT | 1803 DOOLITTLE AVE | United States | Texas | Tarrant | Fort Worth | 76127 | 0.89 | 0.86
7116 | 48417 | SAGINAW | 480NG | TEXAS NATIONAL GUARD | ARGUARD | 855 E Industrial | United States | Texas | Tarrant | Fort Worth | 76131 | 0.89 | 0.86
190300 | 822424 | 1725 WIND DANCER TRAIL FORT WORTH | 70132 | INDEPENDENT DUTY HOUSING PROGRAM | USACE | 1725 Wind Dancer Trail | United States | Texas | Tarrant | Fort Worth | 76131 | 0.89 | 0.86
186771 | 801097 | HULEN BEND BLVD FORT WORTH | 82387 | JOINT RECRUITING PROGRAM | USACE | Hulen Bend Boulevard | United States | Texas | Tarrant | Fort Worth | 76132 | 0.89 | 0.86
191030 | 823454 | 5606 RIDGEROCK DR FORT WORTH | 70132 | INDEPENDENT DUTY HOUSING PROGRAM | USACE | 5606 Ridgerock Drive | United States | Texas | Tarrant | Fort Worth | 76132 | 0.89 | 0.86
185418 | 82387-11317 | ALTA MESA FORT WORTH | 82387 | JOINT RECRUITING PROGRAM | USACE | 3301 ALTA MESA | United States | Texas | Tarrant | Fort Worth | 76133 | 0.89 | 0.86
189512 | 821523 | 7408 SAN ISABEL COURT FORT WORTH | 70132 | INDEPENDENT DUTY HOUSING PROGRAM | USACE | 7408 San Isabel Court | United States | Texas | Tarrant | Fort Worth | 76137 | 0.89 | 0.86
191258 | 48E45 | STR FNT RECRUITING KELLER | 480NG | TEXAS NATIONAL GUARD | ARGUARD | 7408 San Isabel Court | United States | Texas | Tarrant | Fort Worth | 76137 | 0.89 | 0.86
5254 | 48941 | GRAND PRAIRIE RESERVE COMPLEX | 06510 | 63RD RRC - CALIFORNIA | ARRES | 310 Armed Forces Drive | United States | Texas | Tarrant | Grand Prairie | 75051 | 0.89 | 0.86
187890 | 810119 | 3000 GRAPEVINE MILLS PKWY GRAPEVINE | 82387 | JOINT RECRUITING PROGRAM | USACE | 3000 Grapevine Mills Parkway | United States | Texas | Tarrant | Grapevine | 76051 | 0.89 | 0.86
188054 | 810217 | 5700 OAKMONT LN HALTOM CITY | 70132 | INDEPENDENT DUTY HOUSING PROGRAM | USACE | 5700 Oakmont Lane | United States | Texas | Tarrant | Haltom City | 76137 | 0.89 | 0.86
185026 | 82387-11150 | 750 SOUTH MAIN STREET KELLER | 82387 | JOINT RECRUITING PROGRAM | USACE | 750 SOUTH MAIN STREET SUITE 120 AND 123 | United States | Texas | Tarrant | Keller | 76248 | 0.89 | 0.86
190871 | 823263 | 4832 TRAIL HOLLOW DR KELLER | 70132 | INDEPENDENT DUTY HOUSING PROGRAM | USACE | 4832 Trail Hollow Drive | United States | Texas | Tarrant | Keller | 76248 | 0.89 | 0.86
183553 | 711199 | 1724 EAST BROAD STREET MANSFIELD | 82387 | JOINT RECRUITING PROGRAM | USACE | 1724 EAST BROAD STREET | United States | Texas | Tarrant | Mansfield | 76063 | 0.89 | 0.86
182768 | 82387-12745 | RUFE SNOW NORTH RICHLAND HILLS | 82387 | JOINT RECRUITING PROGRAM | USACE | 5198 RUFE SNOW SUITE NO. 206 | United States | Texas | Tarrant | North Richland Hills | 76180 | 0.89 | 0.86
189391 | 820372 | 6020 PARKER AVE, NORTH RICHLAND HILLS, TX | 82387 | JOINT RECRUITING PROGRAM | USACE | 6020 Parker Avenue | United States | Texas | Tarrant | North Richland Hills | 76180 | 0.89 | 0.86
184394 | 82387-13298 | W PIONEER PKWY PANTEGO | 82387 | JOINT RECRUITING PROGRAM | USACE | 3313 W PIONEER PKWY | United States | Texas | Tarrant | Pantego | 76013 | 0.89 | 0.86
191223 | 823598 | 844 BIG SKY LANE SAGINAW | 70132 | INDEPENDENT DUTY HOUSING PROGRAM | USACE | 844 Big Sky Lane | United States | Texas | Tarrant | Saginaw | 76131 | 0.89 | 0.86
1565 | DDPF0001 | CARSWELL AIR FORCE BASE SITE # 1 | DDPM | CARSWELL AIR RESERVE STATION | AFACT | 1215 Depot Street | United States | Texas | Tarrant | Unknown | 76127 | 0.89 | 0.86
1567 | DDPM0001 | CARSWELL AIR RESERVE STATION SITE # 1 | DDPM | CARSWELL AIR RESERVE STATION | AFRES | 1215 Depot Street | United States | Texas | Tarrant | Unknown | 76127 | 0.89 | 0.86
184279 | 18081-10135 | 3RD - PINE ST ABILENE | 18081 | ARMY MISSION SUPPORT | USACE | 3RD - PINE ST | United States | Texas | Taylor | Abilene | 79601 | 0.87 | 0.84
5299 | 48575 | GRIMES MEMORIAL USARC | 06510 | 63RD RRC - CALIFORNIA | ARRES |  | United States | Texas | Taylor | Abilene | 79602 | 0.87 | 0.84
185794 | 82387-12892 | S WILLIS ST ABILENE | 82387 | JOINT RECRUITING PROGRAM | USACE | 2449 S. WILLIS ST STE 209 | United States | Texas | Taylor | Abilene | 79605 | 0.87 | 0.84
186439 | 800901 | SOUTH 1ST STREET ABILENE | 82387 | JOINT RECRUITING PROGRAM | USACE | South 1st Street | United States | Texas | Taylor | Abilene | 79605 | 0.89 | 0.86
1672 | FNWZ0001 | DYESS AIR FORCE BASE SITE # 1 | FNWZ | DYESS AIR FORCE BASE | AFACT | 710 South 3rd Street | United States | Texas | Taylor | Abilene | 79607 | 0.87 | 0.84
182998 | 18081-10192 | 7 CES/CERF DYESS AFB | 18081 | ARMY MISSION SUPPORT | USACE |  | United States | Texas | Taylor | Dyess AFB | 79607 | 0.87 | 0.84
1597 | DYAB0001 | DYESS ILS MIDDLE MARKER ANNEX 01 SITE # 1 | FNWZ | DYESS AIR FORCE BASE | AFACT | 3231 FARM TO MARKET 707 | United States | Texas | Taylor | Tye | 79563 | 0.87 | 0.84
1598 | DYAC0001 | DYESS ILS MIDDLE MARKER ANNEX 02 SITE # 1 | FNWZ | DYESS AIR FORCE BASE | AFACT | 487AIRBASE RD | United States | Texas | Taylor | Tye | 79563 | 0.87 | 0.84
1673 | FNXC0001 | DYESS COMMUNICATIONS ANNEX TRANSMITTER SITE # 1 | FNWZ | DYESS AIR FORCE BASE | AFACT | 1001FARM TO MARKET 707 | United States | Texas | Taylor | Tye | 79563 | 0.87 | 0.84
1674 | FNXH0001 | DYESS COMMUNICATIONS ANNEX (RECEIVER) SITE # 1 | FNWZ | DYESS AIR FORCE BASE | AFACT | 2001 COUNTY ROAD 310 | United States | Texas | Taylor | Tye | 79563 | 0.87 | 0.84
1675 | FNXL0001 | DYESS NORTH WEATHER STATION SITE # 1 | FNWZ | DYESS AIR FORCE BASE | AFACT | 3250 AIRBASE RD | United States | Texas | Taylor | Tye | 79563 | 0.87 | 0.84
1676 | FNXM0001 | DYESS SOUTH WEATHER STATION SITE # 1 | FNWZ | DYESS AIR FORCE BASE | AFACT | 3301 FARM TO MARKET 707 | United States | Texas | Taylor | Tye | 79563 | 0.87 | 0.84
185747 | 82387-12822 | S JEFFERSON MOUNT PLEASANT | 82387 | JOINT RECRUITING PROGRAM | USACE | 2306 SOUTH JEFFERSON SUITE G | United States | Texas | Titus | Mount Pleasant | 75455 | 0.82 | 0.79
2127 | JCGU0001 | GOODFELLOW AFB SITE # 1 | JCGU | GOODFELLOW AFB | AFACT | 351 Kearney Boulevard | United States | Texas | Tom Green | Goodfellow AFB | 76908 | 0.86 | 0.81
191382 | JCGU0003 | GOODFELLOW AFB SITE #2 | JCGU | GOODFELLOW AFB | AFACT |  | United States | Texas | Tom Green | Goodfellow AFB | 76908 | 0.86 | 0.81
191383 | JCGU0004 | GOODFELLOW AFB SITE # 3 | JCGU | GOODFELLOW AFB | AFACT |  | United States | Texas | Tom Green | Goodfellow AFB | 76908 | 0.86 | 0.81
191384 | JCGU0005 | GOODFELLOW AFB SITE # 4 | JCGU | GOODFELLOW AFB | AFACT |  | United States | Texas | Tom Green | Goodfellow AFB | 76908 | 0.86 | 0.81
185815 | 18081-10213 | 8154 HANGAR ROAD SAN ANGELO | 18081 | ARMY MISSION SUPPORT | USACE | 8154 HANGAR ROAD | United States | Texas | Tom Green | San Angelo | 76902 | 0.84 | 0.79
185844 | 82387-13045 | SUNSET BLVD SAN ANGELO | 82387 | JOINT RECRUITING PROGRAM | USACE | 4001 SUNSET BLVD SUNSET MALL | United States | Texas | Tom Green | San Angelo | 76904 | 0.84 | 0.79
7139 | 48G57 | SAN ANGELO - US 67 | 480NG | TEXAS NATIONAL GUARD | ARGUARD | 4149 N Us 67 | United States | Texas | Tom Green | San Angelo | 76905 | 0.84 | 0.79
2129 | JCUU0001 | GOODFELLOW RECREATION ANNEX NO 1 SITE # 1 | JCGU | GOODFELLOW AFB | AFACT | 1950 South Concho Drive | United States | Texas | Tom Green | Unknown | 76904 | 0.86 | 0.81
2130 | JCVJ0001 | GOODFELLOW WATER SYSTEM ANNEX NO 2 SITE # 1 | JCGU | GOODFELLOW AFB | AFACT | 460 Kearney Boulevard | United States | Texas | Tom Green | Unknown | 76908 | 0.86 | 0.81
188445 | 820529 | 1000 SAN MARCOS STREET AUSTIN | 48255 | FORT HOOD | USACE | 1000 San Marcos Street | United States | Texas | Travis | Austin | 78702 | 0.82 | 0.79
189869 | 822036 | 1000 SAN MARCOS STREET AUSTIN | 18081 | ARMY MISSION SUPPORT | USACE | 1000 San Marcos Street | United States | Texas | Travis | Austin | 78702 | 0.82 | 0.79
4267 | 48A50 | CAMP MABRY | 480NG | TEXAS NATIONAL GUARD | ARGUARD | 2200 West 35th ST | United States | Texas | Travis | Austin | 78703 | 0.82 | 0.79
184912 | 82387-11957 | GUADALUPE AUSTIN | 82387 | JOINT RECRUITING PROGRAM | USACE | 2025 GUADALUPE STES 134,136,138,242&258 | United States | Texas | Travis | Austin | 78705 | 0.82 | 0.79
191451 | N83447-UT | NROTC UNIV TEX AUSTIN | N83447 | NAS JRB FT WORTH TX | NAVACT | University of Texas | United States | Texas | Travis | Austin | 78712 | 0.82 | 0.79
4007 | 48A55 | BERGSTROM - (ABIA) | 480NG | TEXAS NATIONAL GUARD | ARGUARD | 5102 General Aviation AVE | United States | Texas | Travis | Austin | 78719 | 0.82 | 0.79
1194 | N83447-AU | NAVOPSPTCEN AUSTIN TX | N83447 | NAS JRB FT WORTH TX | NAVACT | 4601 Fairview Drive | United States | Texas | Travis | Austin | 78731 | 0.82 | 0.79
3897 | 48605 | AUSTIN MEMORIAL AFRC | 06510 | 63RD RRC - CALIFORNIA | ARGUARD | 4601 Fairview Dr | United States | Texas | Travis | Austin | 78731 | 0.82 | 0.79
184914 | 82387-12048 | IH 35 S AUSTIN | 82387 | JOINT RECRUITING PROGRAM | USACE | 2101 IH 35 SOUTH STES 414 & 407 | United States | Texas | Travis | Austin | 78741 | 0.82 | 0.79
3974 | 48415 | BEE CAVE | 480NG | TEXAS NATIONAL GUARD | ARGUARD | 408 ST STephens School RD | United States | Texas | Travis | Austin | 78746 | 0.82 | 0.79
184916 | 710254 | 9900 SOUTH IH-35, SERVICE RD, STE W-100 AUSTIN | 82387 | JOINT RECRUITING PROGRAM | USACE | 9900 South IH-35, Service Rd, Ste W-100 South Park Meadows Shp Ctr | United States | Texas | Travis | Austin | 78748 | 0.82 | 0.79
186601 | 800908 | RESEARCH BLVD AUSTIN | 82387 | JOINT RECRUITING PROGRAM | USACE |  | United States | Texas | Travis | Austin | 78750 | 0.82 | 0.79
184913 | 800329 | 2525 ANDERSON LANE AUSTIN | 82387 | JOINT RECRUITING PROGRAM | USACE |  | United States | Texas | Travis | Austin | 78757 | 0.82 | 0.79
189809 | N91662 | APPLIED RESEARCH LAB AUSTIN TX | N91662 | APPLIED RESEARCH LAB AUSTIN TX | NAVACT |  | United States | Texas | Travis | Austin | 78758 | 0.82 | 0.79
184918 | 480NG-10006 | CAMP MABRY | 480NG | TEXAS NATIONAL GUARD | ARGUARD | 10 CAMP MABRY | United States | Texas | Travis | Austin | 78763 | 0.82 | 0.79
1549 | CYUX0001 | CAMP MABRY SITE # 1 | CYUX | CAMP MABRY | AFGUARD | 2210 35th Street | United States | Texas | Travis | Unknown | 78703 | 0.82 | 0.79
184842 | 82387-11730 | E MAIN ST UVALDE | 82387 | JOINT RECRUITING PROGRAM | USACE | 3250 EAST MAIN STREET SUITE B | United States | Texas | Uvalde | Uvalde | 78801 | 0.82 | 0.79
2486 | MXPX0001 | LAUGHLIN RECREATION ANNEX SITE # 1 | MXDP | LAUGHLIN AIR FORCE BASE | AFACT | HWY 90 | United States | Texas | Val Verde | Del Rio | 78840 | 0.89 | 0.84
185557 | 82387-11353 | AVENUE F DEL RIO | 82387 | JOINT RECRUITING PROGRAM | USACE | 1601 AVENUE F SUITE 3 | United States | Texas | Val Verde | Del Rio | 78840 | 0.89 | 0.84
188956 | MXDP0002 | LEASED DATA ASSETS | MXDP | LAUGHLIN AIR FORCE BASE | AFACT |  | United States | Texas | Val Verde | Laughlin AFB | 78840 | 0.89 | 0.84
2483 | MXDP0001 | LAUGHLIN AFB SITE # 1 | MXDP | LAUGHLIN AIR FORCE BASE | AFACT | 561 East Liberty Drive | United States | Texas | Val Verde | Unknown | 78843 | 0.89 | 0.84
2485 | MXDU0001 | LAUGHLIN ILS LOCALIZER ANNEX SITE # 1 | MXDP | LAUGHLIN AIR FORCE BASE | AFACT | 251 4th Street West | United States | Texas | Val Verde | Unknown | 78843 | 0.89 | 0.84
7718 | 48865 | VICTORIA USARC | 06510 | 63RD RRC - CALIFORNIA | ARRES | 406 N Ben Jordan Street | United States | Texas | Victoria | Victoria | 77901 | 0.82 | 0.79
191747 | 824333 | 304 VANESSA LANE VICTORIA | 70132 | INDEPENDENT DUTY HOUSING PROGRAM | USACE | 304 Vanessa Lane | United States | Texas | Victoria | Victoria | 77901 | 0.82 | 0.79
7717 | 48H70 | VICTORIA | 480NG | TEXAS NATIONAL GUARD | ARGUARD | 106 E. Mockingbird Lane | United States | Texas | Victoria | Victoria | 77904 | 0.82 | 0.79
183617 | 82387-12443 | N NAVARRO VICTORIA | 82387 | JOINT RECRUITING PROGRAM | USACE | 6412 NORTH NAVARRO STES L, M, O & P | United States | Texas | Victoria | Victoria | 77904 | 0.82 | 0.79
5512 | 48E20 | HUNTSVILLE | 480NG | TEXAS NATIONAL GUARD | ARGUARD | 6575 Sam Houston | United States | Texas | Walker | Huntsville | 77340 | 0.82 | 0.79
6206 | 48755 | MILLER MEMORIAL USARC | 06510 | 63RD RRC - CALIFORNIA | ARRES | 2257 Sam Houston Avenue | United States | Texas | Walker | Huntsville | 77340 | 0.82 | 0.79
184229 | 82387-12056 | INTERSTATE 45 S HUNTSVILLE | 82387 | JOINT RECRUITING PROGRAM | USACE | 284 INTERSTATE 45 SOUTH SUITE 3 | United States | Texas | Walker | Huntsville | 77340 | 0.82 | 0.79
184230 | 82387-12899 | SAM HOUSTON AVE HUNTSVILLE | 82387 | JOINT RECRUITING PROGRAM | USACE | 2038 SAM HOUSTON AVE SUITES C, F & G | United States | Texas | Walker | Huntsville | 77340 | 0.82 | 0.79
188598 | 48437 | HUNTSVILLE AFRC | 06510 | 63RD RRC - CALIFORNIA | ARRES |  | United States | Texas | Walker | Huntsville | 77340 | 0.82 | 0.79
184512 | 82387-12974 | SOUTH MASON RD KATY | 82387 | JOINT RECRUITING PROGRAM | USACE | 619 SOUTH MASON ROAD MASON SHOPPING CTR | United States | Texas | Waller | Katy | 77450 | 0.82 | 0.79
191449 | N00216-PV | NROTC PRAIRIE VIEW UNI | N00216 | NAS CORPUS CHRISTI TX | NAVACT |  | United States | Texas | Waller | Prairie View | 77446 | 0.82 | 0.79
4134 | 48B15 | BRENHAM | 480NG | TEXAS NATIONAL GUARD | ARGUARD | 1204 E Tom Green | United States | Texas | Washington | Brenham | 77833 | 0.82 | 0.79
184879 | 82387-12035 | HWY 36 SOUTH BRENHAM | 82387 | JOINT RECRUITING PROGRAM | USACE | 2654 HWY 36 SOUTH | United States | Texas | Washington | Brenham | 77833 | 0.82 | 0.79
191737 | 824331 | 104 SOUTH ST. CHARLES STREET BRENHAM | 82387 | JOINT RECRUITING PROGRAM | USACE | 104 South Saint Charles Street | United States | Texas | Washington | Brenham | 77833 | 0.82 | 0.79
191863 | 824388 | 230 HIGHWAY 290 WEST BRENHAM | 82387 | JOINT RECRUITING PROGRAM | USACE | 230 Highway 290 West | United States | Texas | Washington | Brenham | 77833 | 0.82 | 0.79
4491 | 48705 | COLBERN MEMORIAL USARC | 06510 | 63RD RRC - CALIFORNIA | ARRES | FORT McIntosh (Bldg T-50) | United States | Texas | Webb | Laredo | 78040 | 0.82 | 0.79
5824 | 48369 | LAREDO | 480NG | TEXAS NATIONAL GUARD | ARGUARD | 5119 E Corridor RD | United States | Texas | Webb | Laredo | 78041 | 0.82 | 0.79
185427 | 82387-12216 | MALL DEL NORTE LAREDO | 82387 | JOINT RECRUITING PROGRAM | USACE | 206 MALL DEL NORTE SPACE B1-10 & B1-11 | United States | Texas | Webb | Laredo | 78041 | 0.82 | 0.79
185868 | 82387-11295 | 9902 MCPHERSON, LAREDO | 82387 | JOINT RECRUITING PROGRAM | USACE | 9902 MCPHERSON, SUITE 4 | United States | Texas | Webb | Laredo | 78045 | 0.82 | 0.79
4832 | 48C85 | EL CAMPO | 480NG | TEXAS NATIONAL GUARD | ARGUARD | 801 Armory Rd. | United States | Texas | Wharton | El Campo | 77437 | 0.82 | 0.79
3274 | VNVP0001 | SHEPPARD AFB SITE # 1 | VNVP | SHEPPARD AFB | AFACT | 117 South D Avenue | United States | Texas | Wichita | Unknown | 76311 | 0.87 | 0.85
7891 | 48I00 | WICHITA FALLS | 480NG | TEXAS NATIONAL GUARD | ARGUARD | 1201 S Mclean BLVD | United States | Texas | Wichita | Wichita Falls | 76302 | 0.87 | 0.85
189828 | 821929 | 2103 EAST HUNTERS GLEN WICHITA FALLS | 70132 | INDEPENDENT DUTY HOUSING PROGRAM | USACE |  | United States | Texas | Wichita | Wichita Falls | 76306 | 0.87 | 0.85
7892 | 48895 | WICHITA FALLS USARC | 06510 | 63RD RRC - CALIFORNIA | ARRES |  | United States | Texas | Wichita | Wichita Falls | 76308 | 0.87 | 0.85
183519 | 82387-12085 | KELL BLVD WICHITA FALLS | 82387 | JOINT RECRUITING PROGRAM | USACE | 4210 KELL BOULEVARD FOUNTAIN PK VILLAGE | United States | Texas | Wichita | Wichita Falls | 76309 | 0.87 | 0.85
185533 | 82387-10039 | 1015 WEST UNIVERSITY AVENUE GEORGETOWN | 82387 | JOINT RECRUITING PROGRAM | USACE | 1015 WEST UNIVERSITY AVENUE SUITE 520 | United States | Texas | Williamson | Georgetown | 78628 | 0.82 | 0.79
187974 | 48202 | ROUND ROCK AFRC | 06510 | 63RD RRC - CALIFORNIA | ARRES |  | United States | Texas | Williamson | Round Rock | 78664 | 0.82 | 0.79
191391 | 48G46 | STRFNT RECRUITERS ROUND ROCK - 2 | 480NG | TEXAS NATIONAL GUARD | ARGUARD | 105 E Old Settlers Blvd Suite 110 | United States | Texas | Williamson | Round Rock | 78664 | 0.82 | 0.79
170292 | 48G45 | STR FNT RECRUITERS ROUND ROCK | 480NG | TEXAS NATIONAL GUARD | ARGUARD |  | United States | Texas | Williamson | Round Rock | 78681 | 0.82 | 0.79
183616 | 82387-12818 | S IH35 ROUND ROCK | 82387 | JOINT RECRUITING PROGRAM | USACE | 2000 SOUTH IH35 | United States | Texas | Williamson | Round Rock | 78681 | 0.82 | 0.79
7513 | 48H30 | TAYLOR | 480NG | TEXAS NATIONAL GUARD | ARGUARD | 1411 North Main | United States | Texas | Williamson | Taylor | 76574 | 0.82 | 0.79
4671 | 48C45 | DECATUR | 480NG | TEXAS NATIONAL GUARD | ARGUARD | 2400 N. Trinity St. | United States | Texas | Wise | Decatur | 76234 | 0.82 | 0.79
183601 | 82387-12801 | S FM 51 DECATUR | 82387 | JOINT RECRUITING PROGRAM | USACE | 1208 S FM 51 SUITE N | United States | Texas | Wise | Decatur | 76234 | 0.82 | 0.79
3966 | 49A10 | BEAVER ARMORY/FMS 5 | 490NG | UTAH NATIONAL GUARD | ARGUARD | 120 S Main ST | United States | Utah | Beaver | Beaver | 84713 | 1.04 | 1.01
170385 | 49L03 | LTA BEAVER TRAINING AREA | 490NG | UTAH NATIONAL GUARD | ARGUARD |  | United States | Utah | Beaver | Beaver | 84713 | 1.04 | 1.01
4140 | 49A25 | BRIGHAM CITY ARMORY | 490NG | UTAH NATIONAL GUARD | ARGUARD | 958 N 500 W | United States | Utah | Box Elder | Brigham City | 84302 | 1.04 | 1.01
1510 | CCML0001 | BOVINE MOUNTAIN GAPFILLER RADAR SITE # 1 | KRSM | HILL | AFACT | 7285 4th Street | United States | Utah | Box Elder | Unknown | 84313 | 1.04 | 1.01
2323 | JRQU0001 | GROOME RADIO RELAY ANNEX SITE # 1 | KRSM | HILL | AFACT | 7285 4th Street | United States | Utah | Box Elder | Unknown | 84313 | 1.04 | 1.01
2471 | MSGD0001 | LAKESIDE RADIO RELAY ANNEX SITE # 1 | KRSM | HILL | AFACT | 7285 4th Street | United States | Utah | Box Elder | Unknown | 84313 | 1.04 | 1.01
3067 | RSPR0001 | NEWFOUNDLAND RADIO RELAY ANNEX SITE # 1 | KRSM | HILL | AFACT | 7285 4th Street | United States | Utah | Box Elder | Unknown | 84313 | 1.04 | 1.01
3371 | XQVE0001 | UTTR - NORTH SITE # 1 | KRSM | HILL | AFACT | 7285 4th Street | United States | Utah | Box Elder | Unknown | 84313 | 1.04 | 1.01
188587 | CCML0002 | BOVINE SITE #2 | KRSM | HILL | AFACT |  | United States | Utah | Box Elder | Unknown | 84313 | 1.04 | 1.01
5938 | 49A65 | LOGAN ARMORY/FMS 1A | 490NG | UTAH NATIONAL GUARD | ARGUARD | 530 S 500 W | United States | Utah | Cache | Logan | 84321 | 1.04 | 1.01
184270 | 82387-12321 | N 165 E LOGAN | 82387 | JOINT RECRUITING PROGRAM | USACE | 1400 NORTH 165 EAST STES A, A2, A3 | United States | Utah | Cache | Logan | 84321 | 1.04 | 1.01
6944 | 49655 | RAY G. JENKINS USARC | 27864 | 88TH RRC - MINNESOTA | ARRES |  | United States | Utah | Cache | Logan | 84341 | 1.04 | 1.01
6888 | 49A95 | PRICE ARMORY | 490NG | UTAH NATIONAL GUARD | ARGUARD | 584 N 500 E | United States | Utah | Carbon | Price | 84501 | 1.04 | 1.01
170386 | 49L02 | LTA PRICE TRAINING AREA | 490NG | UTAH NATIONAL GUARD | ARGUARD |  | United States | Utah | Carbon | Price | 84501 | 1.04 | 1.01
5714 | 49850 | KENICHI (KEN) UCHIDA USARC | 27864 | 88TH RRC - MINNESOTA | ARRES | 5290 West 700 South | United States | Utah | Davis | Centerville | 84014 | 1.05 | 1.02
190491 | 822220 | 1725 EAST 1450 SOUTH CLEARFIELD | 82387 | JOINT RECRUITING PROGRAM | USACE | 1725 East 1450 South | United States | Utah | Davis | Clearfield | 84015 | 1.05 | 1.02
190611 | 822987 | 1785 EAST 1450 SOUTH CLEARFIELD | 82387 | JOINT RECRUITING PROGRAM | USACE | 1785 East 1450 South | United States | Utah | Davis | Clearfield | 84015 | 1.05 | 1.02
191558 | KRSM0003 | FREEPORT | KRSM | HILL | AFACT |  | United States | Utah | Davis | Clearfield | 84016 | 1.04 | 1.01
2087 | GYHT0001 | FRANCIS PEAK ANG STATION SITE # 1 | USEB | SALT LAKE CITY IAP | AFGUARD |  | United States | Utah | Davis | Farmington | 84025 | 1.05 | 1.02
2349 | KRSM0001 | HILL SITE # 1 | KRSM | HILL | AFACT | 7285 4th Street | United States | Utah | Davis | Hill AFB | 84056 | 1.04 | 1.02
5446 | 49555 | HILL AFB RR MAINT - PERMIT | 01012 | ANNISTON ARMY DEPOT | ARACT | 7302 Wardleigh Road | United States | Utah | Davis | Hill AFB | 84056 | 1.04 | 1.02
187378 | 82387-11924 | GEORGIA ST HILL AFB | 82387 | JOINT RECRUITING PROGRAM | USACE | 7910 GEORGIA STREET BLDG. 1142 | United States | Utah | Davis | Hill AFB | 84056 | 1.04 | 1.02
170311 | 49B59 | STR FRNT RECRUITING, BOUNTIFUL | 490NG | UTAH NATIONAL GUARD | ARGUARD |  | United States | Utah | Davis | Layton | 84040 | 1.04 | 1.02
170334 | 49B57 | STR FRNT RECRUITING, LAYTON | 490NG | UTAH NATIONAL GUARD | ARGUARD |  | United States | Utah | Davis | Layton | 84041 | 1.04 | 1.02
182775 | 82387-12391 | N HILL FIELD LAYTON | 82387 | JOINT RECRUITING PROGRAM | USACE | 2984 N. HILL FIELD STE B | United States | Utah | Davis | Layton | 84041 | 1.04 | 1.02
186759 | 801103 | MAIN STREET LAYTON | 82387 | JOINT RECRUITING PROGRAM | USACE | Main Street | United States | Utah | Davis | Layton | 84041 | 1.04 | 1.02
190436 | 822458 | 953 CHELSEA LANE SALT LAKE CITY | 70132 | INDEPENDENT DUTY HOUSING PROGRAM | USACE | 953 Chelsea Lane | United States | Utah | Davis | North Salt Lake | 84054 | 1.04 | 1.02
189400 | 821424 | 8269 S 1225 E SANDY | 70132 | INDEPENDENT DUTY HOUSING PROGRAM | USACE | 8269 S 1225 E | United States | Utah | Davis | Sandy | 84094 | 1.04 | 1.02
1381 | ALHK0001 | ANTELOPE RIDGE RADIO RELAY SITE # 1 | KRSM | HILL | AFACT |  | United States | Utah | Davis | Unknown | 84056 | 1.04 | 1.02
1435 | AYCB0001 | BARRO RADIO RELAY ANNEX SITE # 1 | KRSM | HILL | AFACT |  | United States | Utah | Davis | Unknown | 84056 | 1.04 | 1.02
1491 | BSYA0001 | BLACK ROCK RADIO RELAY ANNEX SITE # 1 | KRSM | HILL | AFACT |  | United States | Utah | Davis | Unknown | 84056 | 1.04 | 1.02
1504 | BYXJ0001 | BONNEVILLE RADIO RELAY ANNEX SITE # 1 | KRSM | HILL | AFACT |  | United States | Utah | Davis | Unknown | 84056 | 1.04 | 1.02
1515 | CEAH0001 | CEDAR PASS RADIO RELAY ANNEX SITE # 1 | KRSM | HILL | AFACT |  | United States | Utah | Davis | Unknown | 84056 | 1.04 | 1.02
1523 | CPBT0001 | CONGER RANGE RADIO RELAY ANNEX SITE # 1 | KRSM | HILL | AFACT |  | United States | Utah | Davis | Unknown | 84056 | 1.04 | 1.02
1524 | CPBU0001 | CONGER PEAK RADIO RELAY ANNEX SITE # 1 | KRSM | HILL | AFACT |  | United States | Utah | Davis | Unknown | 84056 | 1.04 | 1.02
1525 | CPBV0001 | CONGER MTN RADIO RELAY ANNEX SITE # 1 | KRSM | HILL | AFACT |  | United States | Utah | Davis | Unknown | 84056 | 1.04 | 1.02
1526 | CPBW0001 | CONFUSION RANGE RADIO RELAY ANNEX SITE # 1 | KRSM | HILL | AFACT |  | United States | Utah | Davis | Unknown | 84056 | 1.04 | 1.02
1527 | CPBX0001 | COWBOY OVERLOOK RADIO RELAY ANNEX SITE # 1 | KRSM | HILL | AFACT |  | United States | Utah | Davis | Unknown | 84056 | 1.04 | 1.02
1528 | CPBY0001 | COWBOY PASS RADIO RELAY ANNEX SITE # 1 | KRSM | HILL | AFACT |  | United States | Utah | Davis | Unknown | 84056 | 1.04 | 1.02
1571 | DETG0001 | CASTLE MOUNTAIN RADIO RELAY ANNEX SITE # 1 | KRSM | HILL | AFACT |  | United States | Utah | Davis | Unknown | 84056 | 1.04 | 1.02
1600 | EACU0001 | CLIVE RADIO RELAY ANNEX SITE # 1 | KRSM | HILL | AFACT |  | United States | Utah | Davis | Unknown | 84056 | 1.04 | 1.02
1610 | EHEM0001 | CONE MOUNTAIN RRL SITE # 1 | KRSM | HILL | AFACT |  | United States | Utah | Davis | Unknown | 84056 | 1.04 | 1.02
1636 | EWHW0001 | CRATER ISLAND RADIO RELAY ANNEX SITE # 1 | KRSM | HILL | AFACT |  | United States | Utah | Davis | Unknown | 84056 | 1.04 | 1.02
1654 | FDBK0001 | DEEP CREEK VALLEY RADIO RELAY ANNEX SITE # 1 | KRSM | HILL | AFACT |  | United States | Utah | Davis | Unknown | 84056 | 1.04 | 1.02
1666 | FMGP0001 | DUGWAY RADIO RELAY ANNEX NO 1 SITE # 1 | KRSM | HILL | AFACT |  | United States | Utah | Davis | Unknown | 84056 | 1.04 | 1.02
3140 | SWER0001 | SO WEBER ENVIRONMENTAL RESTORATION ANNEX SITE # 1 | KRSM | HILL | AFACT |  | United States | Utah | Davis | Unknown | 84405 | 1.04 | 1.02
183545 | 710231 | WHITE SANDS-ABRES GREEN RIVER | 18081 | ARMY MISSION SUPPORT | USACE | WHITE SANDS-ABRES | United States | Utah | Emery | Green River | 84525 | 1.04 | 1.01
4354 | 49A30 | CEDAR CITY ARMORY/FMS 5 | 490NG | UTAH NATIONAL GUARD | ARGUARD | 1065 N Airport RD | United States | Utah | Iron | Cedar City | 84720 | 1.04 | 1.01
184530 | 710079 | 2113 N. MAIN CEDAR CITY | 82387 | JOINT RECRUITING PROGRAM | USACE | 2113 N. MAIN Suite 5 | United States | Utah | Iron | Cedar City | 84720 | 1.04 | 1.01
170687 | 49A86 | NEPHI READINESS CENTER | 490NG | UTAH NATIONAL GUARD | ARGUARD |  | United States | Utah | Juab | Nephi | 84648 | 1.04 | 1.01
191818 | EHFZ0002 | TROUT CREEK GAP FILLER RADAR SITE | KRSM | HILL | AFACT |  | United States | Utah | Juab | Trout Creek | 84083 | 1.04 | 1.01
2353 | KYAT0001 | HOLY ROCKS RADIO RELAY SITE # 1 | KRSM | HILL | AFACT |  | United States | Utah | Juab | Unknown | 84043 | 1.04 | 1.01
1611 | EHFZ0001 | CONFUSION PEAK RADIO RELAY ANNEX SITE # 1 | KRSM | HILL | AFACT |  | United States | Utah | Juab | Unknown | 84083 | 1.04 | 1.01
2075 | GRND0001 | FISH SPRINGS RADIO RELAY ANNEX NO 2 SITE # 1 | KRSM | HILL | AFACT |  | United States | Utah | Juab | Unknown | 84083 | 1.04 | 1.01
2076 | GRNF0001 | FISH SPRINGS RADIO RELAY ANNEX SITE # 1 | KRSM | HILL | AFACT |  | United States | Utah | Juab | Unknown | 84083 | 1.04 | 1.01
2077 | GRNH0001 | FISH SPRINGS FLAT RADIO RELAY ANNEX SITE # 1 | KRSM | HILL | AFACT |  | United States | Utah | Juab | Unknown | 84083 | 1.04 | 1.01
2402 | LWEN0001 | JUAB RADIO RELAY ANNEX SITE # 1 | KRSM | HILL | AFACT |  | United States | Utah | Juab | Unknown | 84083 | 1.04 | 1.01
2428 | MBEJ0001 | KEG MOUNTAIN RADIO RELAY ANNEX SITE # 1 | KRSM | HILL | AFACT |  | United States | Utah | Juab | Unknown | 84083 | 1.04 | 1.01
3040 | RABX0001 | RATTLESNAKE BENCH RADIO RELAY ANNEX SITE # 1 | KRSM | HILL | AFACT |  | United States | Utah | Juab | Unknown | 84083 | 1.04 | 1.01
3043 | RBRL0001 | MUD LAKE RADIO RELAY ANNEX SITE # 1 | KRSM | HILL | AFACT |  | United States | Utah | Juab | Unknown | 84083 | 1.04 | 1.01
3081 | RZMW0001 | NORTH DRUM RADIO RELAY SITE # 1 | KRSM | HILL | AFACT |  | United States | Utah | Juab | Unknown | 84083 | 1.04 | 1.01
3099 | SFFW0001 | OBSIDIAN RADIO RELAY ANNEX SITE # 1 | KRSM | HILL | AFACT |  | United States | Utah | Juab | Unknown | 84083 | 1.04 | 1.01
3155 | THAK0001 | PISMIRE RADIO RELAY SITE # 1 | KRSM | HILL | AFACT |  | United States | Utah | Juab | Unknown | 84083 | 1.04 | 1.01
3240 | UVHB0001 | SANDEM RADIO RELAY ANNEX SITE # 1 | KRSM | HILL | AFACT |  | United States | Utah | Juab | Unknown | 84083 | 1.04 | 1.01
3282 | VTWY0001 | SLOW ELK HILLS RADIO RELAY ANNEX SITE # 1 | KRSM | HILL | AFACT |  | United States | Utah | Juab | Unknown | 84083 | 1.04 | 1.01
3331 | WNQG0001 | SWASSY RADIO RELAY ANNEX SITE # 1 | KRSM | HILL | AFACT |  | United States | Utah | Juab | Unknown | 84083 | 1.04 | 1.01
3338 | WVLF0001 | THOMAS HEIGHTS RADIO RELAY ANNEX SITE # 1 | KRSM | HILL | AFACT |  | United States | Utah | Juab | Unknown | 84083 | 1.04 | 1.01
3412 | YSNN0001 | WEST KEG PASS RADIO RELAY SITE # 1 | KRSM | HILL | AFACT |  | United States | Utah | Juab | Unknown | 84083 | 1.04 | 1.01
4940 | 49A42 | FILLMORE ARMORY (NORTH) | 490NG | UTAH NATIONAL GUARD | ARGUARD |  | United States | Utah | Millard | Fillmore | 84631 | 1.04 | 1.01
4941 | 49A40 | FILLMORE ARMORY/WS 5 (SOUTH) | 490NG | UTAH NATIONAL GUARD | ARGUARD |  | United States | Utah | Millard | Fillmore | 84631 | 1.04 | 1.01
1659 | FGNL0001 | DISAPPOINTMENT RADIO RELAY ANNEX SITE # 1 | KRSM | HILL | AFACT |  | United States | Utah | Millard | Unknown | 84728 | 1.04 | 1.01
2369 | LJAT0001 | LITTLE HORSESHOE RADIO RELAY ANNEX SITE # 1 | KRSM | HILL | AFACT |  | United States | Utah | Millard | Unknown | 84728 | 1.04 | 1.01
3048 | REAY0001 | RED GULCH RADIO RELAY ANNEX SITE # 1 | KRSM | HILL | AFACT |  | United States | Utah | Millard | Unknown | 84728 | 1.04 | 1.01
3127 | SPAY0001 | SOUTH PLYMPTON RIDGE RADIO RELAY ANNEX SITE # 1 | KRSM | HILL | AFACT |  | United States | Utah | Millard | Unknown | 84728 | 1.04 | 1.01
3163 | TJYH0001 | PLYMPTON RIDGE RADIO RELAY ANNEX SITE # 1 | KRSM | HILL | AFACT |  | United States | Utah | Millard | Unknown | 84728 | 1.04 | 1.01
3193 | TUAM0001 | TULE VALLEY RADIO RELAY ANNEX SITE # 1 | KRSM | HILL | AFACT |  | United States | Utah | Millard | Unknown | 84728 | 1.04 | 1.01
4761 | 49A32 | DRAPER COMPLEX | 490NG | UTAH NATIONAL GUARD | ARGUARD | 12953 S Minuteman DR | United States | Utah | Salt Lake | Draper | 84020 | 1.05 | 1.02
188696 | 820736 | 1759 AUBURN RIDGE LANE DRAPER | 70132 | INDEPENDENT DUTY HOUSING PROGRAM | USACE | 1759 Auburn Ridge Lane | United States | Utah | Salt Lake | Draper | 84020 | 1.05 | 1.02
529 | N61014-UT | NAVPMOSSP MAGNA UTAH | N61014 | NAVSUPPDET MONTEREY CA | NAVACT |  | United States | Utah | Salt Lake | Magna | 84089 | 1.05 | 1.02
191889 | 824509 | 679 EAST VILLAGER LN MIDVALE | 70132 | INDEPENDENT DUTY HOUSING PROGRAM | USACE | 679 East Villager Lane | United States | Utah | Salt Lake | Midvale | 84047 | 1.05 | 1.02
187589 | 801260 | SOUTH STATE STREET MURRAY | 82387 | JOINT RECRUITING PROGRAM | USACE | South State Street | United States | Utah | Salt Lake | Murray | 84107 | 1.05 | 1.02
188349 | 820061 | 5844 FOREST SIDE LN MURRAY | 70132 | INDEPENDENT DUTY HOUSING PROGRAM | USACE | 5844 Forest Side Lane | United States | Utah | Salt Lake | Murray | 84107 | 1.05 | 1.02
6324 | 49911 | MTA-L CAMP WILLIAMS | 49911 | CAMP WILLIAMS | ARGUARD | 17800 Camp Williams RD | United States | Utah | Salt Lake | Riverton | 84065 | 1.05 | 1.02
170324 | 49B61 | STR FRNT RECRUITING, RIVERTON | 490NG | UTAH NATIONAL GUARD | ARGUARD |  | United States | Utah | Salt Lake | Riverton | 84065 | 1.05 | 1.02
182799 | 82387-12829 | 175 S MAIN STREET SALT LAKE CITY | 82387 | JOINT RECRUITING PROGRAM | USACE | 175 S. MAIN WALKER CENTER TOWER, STE. 850 | United States | Utah | Salt Lake | Salt Lake City | 84102 | 1.05 | 1.02
170321 | 49B56 | STR FRNT RECRUITING, MURRARY | 490NG | UTAH NATIONAL GUARD | ARGUARD |  | United States | Utah | Salt Lake | Salt Lake City | 84107 | 1.05 | 1.02
182794 | 82387-11641 | E 4500 S SALT LAKE CITY | 82387 | JOINT RECRUITING PROGRAM | USACE | 545 EAST 4500 SOUTH SUITE E 125 | United States | Utah | Salt Lake | Salt Lake City | 84107 | 1.05 | 1.02
182798 | 82387-10101 | 111 EAST BROADWAY SALT LAKE CITY | 82387 | JOINT RECRUITING PROGRAM | USACE | 111 EAST BROADWAY SUITE 100 | United States | Utah | Salt Lake | Salt Lake City | 84111 | 1.05 | 1.02
4999 | 49276 | FORT DOUGLAS AFRC COMPLEX | 27864 | 88TH RRC - MINNESOTA | ARRES | 296 South Chase Street | United States | Utah | Salt Lake | Salt Lake City | 84113 | 1.05 | 1.02
5000 | 49B16 | FORT DOUGLAS MUSEUM | 490NG | UTAH NATIONAL GUARD | ARGUARD | 32 Potter ST | United States | Utah | Salt Lake | Salt Lake City | 84113 | 1.05 | 1.02
190450 | 49B62 | MILLION AIR HANGAR | 490NG | UTAH NATIONAL GUARD | ARGUARD |  | United States | Utah | Salt Lake | Salt Lake City | 84114 | 1.05 | 1.02
187886 | 810110 | 2728 SOUTH STATE STREET SALT LAKE CITY | 82387 | JOINT RECRUITING PROGRAM | USACE | 2728 South State Street | United States | Utah | Salt Lake | Salt Lake City | 84115 | 1.05 | 1.02
190756 | 822359 | 309 WEST 2880 SOUTH SALT LAKE CITY | 82387 | JOINT RECRUITING PROGRAM | USACE | 309 West 2880 South | United States | Utah | Salt Lake | Salt Lake City | 84115 | 1.05 | 1.02
3234 | USEB0001 | SALT LAKE CITY IAP SITE # 1 | USEB | SALT LAKE CITY IAP | AFGUARD | 765 West 2200 Street | United States | Utah | Salt Lake | Salt Lake City | 84116 | 1.05 | 1.02
6408 | 49B15 | NEW SLC READINESS CENTER | 490NG | UTAH NATIONAL GUARD | ARGUARD | 1624 N 2200 W | United States | Utah | Salt Lake | Salt Lake City | 84116 | 1.05 | 1.02
7480 | 49B17 | SUSTAINED AIRBORNE TNG FAC | 490NG | UTAH NATIONAL GUARD | ARGUARD | 673 Kite RD | United States | Utah | Salt Lake | Salt Lake City | 84116 | 1.05 | 1.02
6261 | 49745 | MOORE HALL USAR CENTER | 27864 | 88TH RRC - MINNESOTA | ARRES | 4550 South 1300 East | United States | Utah | Salt Lake | Salt Lake City | 84117 | 1.05 | 1.02
170325 | 49B58 | STR FRNT RECRUITING, WEST VALLEY | 490NG | UTAH NATIONAL GUARD | ARGUARD |  | United States | Utah | Salt Lake | Salt Lake City | 84118 | 1.05 | 1.02
186561 | 82387-11647 | E 9400 S SANDY | 82387 | JOINT RECRUITING PROGRAM | USACE | 814 E 9400 SOUTH SUITES B & C | United States | Utah | Salt Lake | Sandy | 84070 | 1.05 | 1.02
186828 | 801263 | 9350 SOUTH 150 EAST | 82387 | JOINT RECRUITING PROGRAM | USACE | 9350 South 150 East | United States | Utah | Salt Lake | Sandy | 84070 | 1.05 | 1.02
191220 | 823608 | 8248 S. RESACA DR. SANDY | 70132 | INDEPENDENT DUTY HOUSING PROGRAM | USACE | 8248 S. Resaca Drive | United States | Utah | Salt Lake | Sandy | 84070 | 1.05 | 1.02
188379 | 820073 | 845 E LOURE ANNE WAY SANDY | 70132 | INDEPENDENT DUTY HOUSING PROGRAM | USACE | 845 E. Loure Anne Way | United States | Utah | Salt Lake | Sandy | 84094 | 1.05 | 1.02
190738 | 823091 | 10513 SAGE VISTA WAY SOUTH JORDAN | 70132 | INDEPENDENT DUTY HOUSING PROGRAM | USACE | 10513 Sage Vista Way | United States | Utah | Salt Lake | South Jordan | 84095 | 1.05 | 1.02
183608 | 82387-13368 | WESTBROOKE CTR TAYLORSVILLE | 82387 | JOINT RECRUITING PROGRAM | USACE | WESTBROOKE CENTER 3171 WEST 5400 SOUTH | United States | Utah | Salt Lake | Taylorsville | 84118 | 1.05 | 1.02
4789 | 49B51 | E.J. GARN ARMORY/FMS | 490NG | UTAH NATIONAL GUARD | ARGUARD | 7563 Airport RD | United States | Utah | Salt Lake | West Jordan | 84084 | 1.05 | 1.02
4790 | 49B50 | E.J. GARN AVIATION COMPLEX | 490NG | UTAH NATIONAL GUARD | ARGUARD | 7602 S Airport RD | United States | Utah | Salt Lake | West Jordan | 84084 | 1.05 | 1.02
190356 | 823020 | 3812 W 7800 S WEST JORDAN | 82387 | JOINT RECRUITING PROGRAM | USACE | 3812 W 7800 S | United States | Utah | Salt Lake | West Jordan | 84084 | 1.05 | 1.02
184474 | 82387-12749 | S 1510 W WEST JORDAN | 82387 | JOINT RECRUITING PROGRAM | USACE | 9046 SOUTH 1510 WEST | United States | Utah | Salt Lake | West Jordan | 84088 | 1.05 | 1.02
189546 | 82387-12753 | S 2787 W WEST VALLEY CITY | 82387 | JOINT RECRUITING PROGRAM | USACE | 3500 SOUTH 2787 WEST | United States | Utah | Salt Lake | West Valley City | 84119 | 1.05 | 1.02
4063 | 49A13 | BLANDING ARMORY | 490NG | UTAH NATIONAL GUARD | ARGUARD | 10 W Freedom Way | United States | Utah | San Juan | Blanding | 84511 | 1.04 | 1.01
182276 | 18081-10023 | 1 WHITE SANDS MISSILE RANGE BLANDING | 18081 | ARMY MISSION SUPPORT | USACE | 1 WHITE SANDS MISSILE RANGE | United States | Utah | San Juan | Blanding | 84511 | 1.04 | 1.01
6062 | 49A70 | MANTI ARMORY | 490NG | UTAH NATIONAL GUARD | ARGUARD | 85 W Union ST | United States | Utah | Sanpete | Manti | 84642 | 1.04 | 1.01
6063 | 49A71 | MANTI FMS 4 | 490NG | UTAH NATIONAL GUARD | ARGUARD | 110 E 100 N | United States | Utah | Sanpete | Manti | 84642 | 1.04 | 1.01
190131 | 49A72 | MANTI FMS LRCP | 490NG | UTAH NATIONAL GUARD | ARGUARD |  | United States | Utah | Sanpete | Manti | 84642 | 1.04 | 1.01
6296 | 49A75 | MOUNT PLEASANT ARMORY | 490NG | UTAH NATIONAL GUARD | ARGUARD | 525 W 1000 S | United States | Utah | Sanpete | Mount Pleasant | 84647 | 1.04 | 1.01
6991 | 49B05 | RICHFIELD ARMORY/FMS 5A | 490NG | UTAH NATIONAL GUARD | ARGUARD | 620 W 200 S | United States | Utah | Sevier | Richfield | 84701 | 1.04 | 1.01
170387 | 49L04 | LTA RICHFIELD TRAINING AREA | 490NG | UTAH NATIONAL GUARD | ARGUARD |  | United States | Utah | Sevier | Richfield | 84701 | 1.04 | 1.01
1568 | DEDS0001 | CARTER CREEK RECREATION CENTER SITE # 1 | KRSM | HILL | AFACT | 35 HIWAY 150 | United States | Utah | Summit | Unknown | 84055 | 1.04 | 1.01
3121 | SMRA0001 | SILVER MOUNTAIN RECREATION ANNEX SITE # 1 | KRSM | HILL | AFACT | 7285 4th Street | United States | Utah | Summit | Unknown | 84060 | 1.04 | 1.01
4770 | 49295 | DUGWAY PROVING GROUND | 49295 | DUGWAY PROVING GROUND | ARACT |  | United States | Utah | Tooele | Dugway | 84022 | 1.14 | 1.11
191557 | XQVD0003 | DUGWAY | KRSM | HILL | AFACT |  | United States | Utah | Tooele | Dugway | 84022 | 1.14 | 1.11
4706 | 49245 | DESERET CHEMICAL DEPOT | 49575 | TOOELE ARMY DEPOT | ARACT | 11500 Stark Road | United States | Utah | Tooele | Stockton | 84071 | 1.14 | 1.11
7572 | 49B40 | TOOELE ARMORY | 490NG | UTAH NATIONAL GUARD | ARGUARD | Tooele Army Depot | United States | Utah | Tooele | Tooele | 84074 | 1.14 | 1.11
7574 | 49B42 | TOOELE FMS 5A | 490NG | UTAH NATIONAL GUARD | ARGUARD | 65 N Main ST STE 1 | United States | Utah | Tooele | Tooele | 84074 | 1.14 | 1.11
7573 | 49575 | TOOELE ARMY DEPOT | 49575 | TOOELE ARMY DEPOT | ARACT | 0.6 miles SW of the Intersection of Sunset Inn and Hwy 36 | United States | Utah | Tooele | Tooele | 84074 | 1.14 | 1.11
183609 | 18081-10695 | TOOELE ARMY DEPOT TOOELE | 18081 | ARMY MISSION SUPPORT | USACE | TOOELE ARMY DEPOT | United States | Utah | Tooele | Tooele | 84074 | 1.14 | 1.11
2311 | JJJX0001 | GRASSY MOUNTAIN RADIO RELAY ANNEX SITE # 1 | KRSM | HILL | AFACT |  | United States | Utah | Tooele | Unknown | 84029 | 1.04 | 1.01
2312 | JJJY0001 | GRASSY MOUNTAIN RADIO RELAY ANNEX NO 2 SITE # 1 | KRSM | HILL | AFACT |  | United States | Utah | Tooele | Unknown | 84029 | 1.04 | 1.01
2393 | LTWC0001 | JEDEDIAH RADIO RELAY ANMEX SITE # 1 | KRSM | HILL | AFACT |  | United States | Utah | Tooele | Unknown | 84029 | 1.04 | 1.01
3210 | TZMY0001 | RATTLE RADIO RELAY SITE # 1 | KRSM | HILL | AFACT |  | United States | Utah | Tooele | Unknown | 84029 | 1.04 | 1.01
3227 | UPLS0001 | RYDALCH RADIO RELAY SITE # 1 | KRSM | HILL | AFACT |  | United States | Utah | Tooele | Unknown | 84029 | 1.04 | 1.01
1671 | FNSP0001 | DUTCH MOUNTAIN RADIO RELAY ANNEX SITE # 1 | KRSM | HILL | AFACT |  | United States | Utah | Tooele | Unknown | 84034 | 1.04 | 1.01
3019 | QQQH0001 | MONTEZUMA PEAK RADIO RELAY ANNEX NO 1 SITE # 1 | KRSM | HILL | AFACT |  | United States | Utah | Tooele | Unknown | 84034 | 1.04 | 1.01
3119 | SMLR0001 | ORO DELREY MINE RADIO RELAY SITE # 1 | KRSM | HILL | AFACT |  | United States | Utah | Tooele | Unknown | 84034 | 1.04 | 1.01
3306 | VZJU0001 | SPRING CREEK RADIO RELAY SITE # 1 | KRSM | HILL | AFACT |  | United States | Utah | Tooele | Unknown | 84034 | 1.04 | 1.01
3369 | XQVB0001 | UTAH PEAK RADIO RELAY ANNEX SITE # 1 | KRSM | HILL | AFACT |  | United States | Utah | Tooele | Unknown | 84034 | 1.04 | 1.01
1667 | FMGQ0001 | DUGWAY RADIO RELAY ANNEX NO 2 SITE # 1 | KRSM | HILL | AFACT |  | United States | Utah | Tooele | Unknown | 84080 | 1.04 | 1.01
2131 | JDJP0001 | GOOSENECK RADIO RELAY SITE # 1 | KRSM | HILL | AFACT |  | United States | Utah | Tooele | Unknown | 84080 | 1.04 | 1.01
3171 | TMFG0001 | PONY RADIO RELAY ANNEX SITE # 1 | KRSM | HILL | AFACT |  | United States | Utah | Tooele | Unknown | 84080 | 1.04 | 1.01
3278 | VRXB0001 | SILVER ISLAND RADIO RELAY ANNEX NO 2 SITE # 1 | KRSM | HILL | AFACT |  | United States | Utah | Tooele | Unknown | 84083 | 1.04 | 1.01
3288 | VVVT0001 | SOUTH SPOR MTN RADIO RELAY ANNEX SITE # 1 | KRSM | HILL | AFACT |  | United States | Utah | Tooele | Unknown | 84083 | 1.04 | 1.01
3370 | XQVD0001 | UTAH TEST AND TRAINING RANGE SOUTH UT SITE # 1 | KRSM | HILL | AFACT |  | United States | Utah | Tooele | Unknown | 84083 | 1.04 | 1.01
3409 | YSGX0001 | WENDOVER RADIO RELAY SITE # 1 | KRSM | HILL | AFACT |  | United States | Utah | Tooele | Unknown | 84083 | 1.04 | 1.01
3410 | YSHB0001 | WENDOVER RADIO RELAY ANNEX SITE # 1 | KRSM | HILL | AFACT |  | United States | Utah | Tooele | Unknown | 84083 | 1.04 | 1.01
169891 | VRXA0001 | SILVER ISLAND RADIO RELAY ANNEX NO 1 SITE # 1 | KRSM | HILL | AFACT |  | United States | Utah | Tooele | Unknown | 84083 | 1.04 | 1.01
188588 | XQVD0002 | UTTR SOUTH SITE #2 | KRSM | HILL | AFACT |  | United States | Utah | Tooele | Unknown | 84083 | 1.04 | 1.01
7708 | 49B45 | VERNAL ARMORY | 490NG | UTAH NATIONAL GUARD | ARGUARD | 84 S 1500 E | United States | Utah | Uintah | Vernal | 84078 | 1.04 | 1.01
7709 | 49B47 | VERNAL FMS 4A | 490NG | UTAH NATIONAL GUARD | ARGUARD | 43770 HWY 17 | United States | Utah | Uintah | Vernal | 84078 | 1.04 | 1.01
170388 | 49L01 | LTA VERNAL TRAINING AREA | 490NG | UTAH NATIONAL GUARD | ARGUARD |  | United States | Utah | Uintah | Vernal | 84078 | 1.04 | 1.01
5267 | 49350 | GREEN RIVER TEST COMPLEX UT | 35955 | WHITE SANDS MISSLE RANGE | ARACT | Green River Utah, middle of town | United States | Utah | Unknown | Unknown | 88002 | 1.04 | 1.01
3777 | 49A05 | AMERICAN FORK ARMORY/FMS 6 | 490NG | UTAH NATIONAL GUARD | ARGUARD | 251 S 200-E | United States | Utah | Utah | American Fork | 84003 | 1.04 | 1.01
5858 | 49A55 | LEHI ARMORY | 490NG | UTAH NATIONAL GUARD | ARGUARD | 348 E Main ST | United States | Utah | Utah | Lehi | 84043 | 1.04 | 1.01
189964 | 822157 | 2813 W. FOX HUNTERS LOOP LEHI | 70132 | INDEPENDENT DUTY HOUSING PROGRAM | USACE | 2813 W. Fox Hunters Loop | United States | Utah | Utah | Lehi | 84043 | 1.05 | 1.02
170323 | 49B55 | STR FRNT RECRUITING, OREM | 490NG | UTAH NATIONAL GUARD | ARGUARD |  | United States | Utah | Utah | Orem | 84057 | 1.04 | 1.01
183603 | 82387-11574 | CROSS POINTE PLZ OREM | 82387 | JOINT RECRUITING PROGRAM | USACE | 1645 N. STATE ST. CROSS POINTE PLAZA | United States | Utah | Utah | Orem | 84057 | 1.04 | 1.01
190710 | 822383 | 840 N 820 W OREM | 70132 | INDEPENDENT DUTY HOUSING PROGRAM | USACE | 840N 820 W | United States | Utah | Utah | Orem | 84057 | 1.04 | 1.01
6653 | 49A93 | OREM ARMORY | 490NG | UTAH NATIONAL GUARD | ARGUARD | 951 S Geneva RD | United States | Utah | Utah | Orem | 84058 | 1.04 | 1.01
186395 | 800962 | SOUTH 260 WEST PAYSON | 70132 | INDEPENDENT DUTY HOUSING PROGRAM | USACE | South 260 West | United States | Utah | Utah | Payson | 84651 | 1.04 | 1.01
5662 | 49680 | JOSE F. VALDEZ USAR CENTER | 27864 | 88TH RRC - MINNESOTA | ARRES | 635 South Locust Avenue | United States | Utah | Utah | Pleasant Grove | 84062 | 1.04 | 1.01
187464 | 710444 | 703 WEST ASPEN HILLS RD PLEASANT GROVE | 70132 | INDEPENDENT DUTY HOUSING PROGRAM | USACE | 703 WEST ASPEN HILLS RD | United States | Utah | Utah | Pleasant Grove | 84062 | 1.04 | 1.01
4634 | 49695 | DALE REX USAR CENTER | 27864 | 88TH RRC - MINNESOTA | ARRES | 1355 North 200 West | United States | Utah | Utah | Provo | 84604 | 1.04 | 1.01
183877 | 82387-12473 | N UNIVERSITY PK PROVO | 82387 | JOINT RECRUITING PROGRAM | USACE | 2250 N UNIVERSITY PK UNITS 42,44, & 52 | United States | Utah | Utah | Provo | 84604 | 1.04 | 1.01
7684 | 49B32 | UTAH COUNTY SOUTH ARMORY/FMS 9 | 490NG | UTAH NATIONAL GUARD | ARGUARD | 1700 Parkway E | United States | Utah | Utah | Spanish Fork | 84660 | 1.04 | 1.01
7359 | 49B35 | SPRINGVILLE ARMORY | 490NG | UTAH NATIONAL GUARD | ARGUARD | Fairfield ST | United States | Utah | Utah | Springville | 84663 | 1.04 | 1.01
191800 | 49B66 | STR FRNT RECRUITING, ST GEORGE | 490NG | UTAH NATIONAL GUARD | ARGUARD | 440 W St George Boulevard | United States | Utah | Utah | Springville | 84663 | 1.04 | 1.01
185559 | 82387-12322 | N 1680 E ST GEORGE | 82387 | JOINT RECRUITING PROGRAM | USACE | 435 NORTH 1680 EAST STES 9,9-A,10,10-A | United States | Utah | Washington | St. George | 84770 | 1.04 | 1.01
7118 | 49912 | SAINT GEORGE/FMS 5B | 490NG | UTAH NATIONAL GUARD | ARGUARD | 1710 E 4150 S | United States | Utah | Washington | St. George | 84790 | 1.04 | 1.01
7406 | 4991S | ST. GEORGE USARC | 27864 | 88TH RRC - MINNESOTA | ARRES | 3323 East Deseret Drive | United States | Utah | Washington | St. George | 84790 | 1.04 | 1.01
189467 | 82387-10578 | 24TH ST OGDEN | 82387 | JOINT RECRUITING PROGRAM | USACE | 298 24TH STREET SUITE 345 | United States | Utah | Weber | Ogden | 84401 | 1.02 | 0.99
185187 | 82387-12810 | S HARRISON OGDEN | 82387 | JOINT RECRUITING PROGRAM | USACE | 3585 SOUTH HARRISON #230 | United States | Utah | Weber | Ogden | 84403 | 1.02 | 0.99
5071 | 49676 | FRANK M. BROWNING USAR CENTER | 27864 | 88TH RRC - MINNESOTA | ARRES | 1380 N 1200 W | United States | Utah | Weber | Ogden | 84404 | 1.02 | 0.99
6603 | 49856 | OGDEN MAINTENANCE CENTER 269 | 27864 | 88TH RRC - MINNESOTA | ARRES | 649 West 400 North | United States | Utah | Weber | Ogden | 84404 | 1.02 | 0.99
6604 | 49844 | OGDEN STORAGE FACILITY 11-C | 27864 | 88TH RRC - MINNESOTA | ARRES | 968 West 400 North | United States | Utah | Weber | Ogden | 84404 | 1.02 | 0.99
188590 | PGTL0002 | LITTLE MOUNTAIN SITE #2 | KRSM | HILL | AFACT |  | United States | Utah | Weber | Ogden | 84404 | 1.02 | 0.99
191555 | KRSM0002 | BOYER BUSINESS DEPOT OGDEN (BDO) | KRSM | HILL | AFACT |  | United States | Utah | Weber | Ogden | 84404 | 1.02 | 0.99
6602 | 49A90 | OGDEN ARMORY/FMS 1 | 490NG | UTAH NATIONAL GUARD | ARGUARD | 625 E 5300 S | United States | Utah | Weber | Ogden | 84405 | 1.02 | 0.99
170322 | 49B63 | STR FRNT RECRUITING, OGDEN | 490NG | UTAH NATIONAL GUARD | ARGUARD |  | United States | Utah | Weber | Ogden | 84405 | 1.02 | 0.99
189553 | 82387-13184 | W 56TH S ROY | 82387 | JOINT RECRUITING PROGRAM | USACE | 1900 WEST 56TH SOUTH | United States | Utah | Weber | Roy | 84067 | 1.02 | 0.99
191799 | 49B65 | STR FRNT RECRUITING, SOUTH OGDEN | 490NG | UTAH NATIONAL GUARD | ARGUARD | 4066 Riverdale Road | United States | Utah | Weber | South Ogden | 84405 | 1.02 | 0.99
2767 | PGTL0001 | LITTLE MOUNTAIN TEST ANNEX SITE # 1 | KRSM | HILL | AFACT | 7285 4th Street | United States | Utah | Weber | Unknown | 84404 | 1.02 | 0.99
170335 | 50106 | ST. JOHNSBURY SF | 500NG | VERMONT NATIONAL GUARD | ARGUARD |  | United States | Vermont | Addison | Unknown | 05863 | 1.03 | 0.99
7703 | 50B00 | VERGENNES | 500NG | VERMONT NATIONAL GUARD | ARGUARD | 603 Princeton ST | United States | Vermont | Addison | Vergennes | 05491 | 1.03 | 0.99
4001 | 50A05 | BENNINGTON | 500NG | VERMONT NATIONAL GUARD | ARGUARD | 100 FRANKLIN LANE | United States | Vermont | Bennington | Bennington | 05201 | 1.03 | 0.99
191684 | 824245 | 210 DEPOT STREET MANCHESTER | 82387 | JOINT RECRUITING PROGRAM | USACE | 210 Depot Street | United States | Vermont | Bennington | Manchester | 05254 | 1.03 | 0.99
170306 | 50B13 | WHITE RIVER STORE FRONT | 500NG | VERMONT NATIONAL GUARD | ARGUARD |  | United States | Vermont | Bennington | Unknown | 05001 | 1.03 | 0.99
5997 | 50A50 | LYNDONVILLE | 500NG | VERMONT NATIONAL GUARD | ARGUARD | 4 Overlook DR | United States | Vermont | Caledonia | Lyndonville | 05851 | 1.03 | 0.99
5998 | 50A53 | LYNDONVILLE OMS 5 | 500NG | VERMONT NATIONAL GUARD | ARGUARD | Hill ST | United States | Vermont | Caledonia | Lyndonville | 05851 | 1.03 | 0.99
182481 | 82387-11789 | EASTERN AVE SAINT JOHNSBURY | 82387 | JOINT RECRUITING PROGRAM | USACE | 134 EASTERN AVE FORMERLY 55 EASTERN AVE. | United States | Vermont | Caledonia | St. Johnsbury | 05819 | 1.03 | 0.99
183009 | 500NG-10001 | 1200 AIRPORT DR BURLINGTON | 500NG | VERMONT NATIONAL GUARD | ARGUARD | 1200 AIRPORT DR | United States | Vermont | Chittenden | Burlington | 05145 | 1.02 | 0.98
6455 | 50295 | NG ETHAN ALLEN AFB MTA | 500NG | VERMONT NATIONAL GUARD | ARGUARD | 789 Vermont National Guard RD | United States | Vermont | Chittenden | Colchester | 05446 | 1.02 | 0.98
7299 | 50810 | SMITH-GOLDBERG USARC | 42560 | 99TH RRC - PENNSYLVANIA | ARRES | 10 Barnes Avenue | United States | Vermont | Chittenden | Colchester | 05446 | 1.02 | 0.98
7603 | 50A25 | TS CAMP JOHNSON | 500NG | VERMONT NATIONAL GUARD | ARGUARD | 720 Maximilliano DR | United States | Vermont | Chittenden | Colchester | 05446 | 1.02 | 0.98
189962 | 822183 | 26 SUSIE WILSON ROAD ESSEX | 82387 | JOINT RECRUITING PROGRAM | USACE | 26 Susie Wilson Road | United States | Vermont | Chittenden | Essex | 05452 | 1.02 | 0.98
189966 | 822184 | 3 EWING PLACE ESSEX | 82387 | JOINT RECRUITING PROGRAM | USACE | 3 Ewing Place | United States | Vermont | Chittenden | Essex | 05452 | 1.02 | 0.98
7607 | 50340 | TS ETHAN ALLEN RANGE | 50340 | ETHAN ALLEN RANGE | ARGUARD | 4701 16th ST Nw | United States | Vermont | Chittenden | Jericho | 05465 | 1.02 | 0.98
1534 | CURZ0001 | BURLINGTON IAP SITE # 1 | CURZ | BURLINGTON INTERNATIONAL AIRPORT | AFGUARD | 30 Falcon Street | United States | Vermont | Chittenden | South Burlington | 05403 | 1.02 | 0.98
3618 | 50389 | SO Burlington AASF and RC | 500NG | VERMONT NATIONAL GUARD | ARGUARD | 141 Shamrock RD | United States | Vermont | Chittenden | South Burlington | 05403 | 1.02 | 0.98
185207 | 800122 | 1944 WILLISTON ROAD SOUTH BURLINGTON | 82387 | JOINT RECRUITING PROGRAM | USACE | 1944 Williston Road | United States | Vermont | Chittenden | South Burlington | 05403 | 1.02 | 0.98
185208 | 82387-10010 | 100 DORSET ST SOUTH BURLINGTON | 82387 | JOINT RECRUITING PROGRAM | USACE | 100 Dorset Street | United States | Vermont | Chittenden | South Burlington | 05403 | 1.02 | 0.98
185209 | 82387-11614 | DORSET ST SOUTH BURLINGTON | 82387 | JOINT RECRUITING PROGRAM | USACE | 100 DORSET STREET | United States | Vermont | Chittenden | South Burlington | 05403 | 1.02 | 0.98
188181 | 50032 | SOUTH BURLINGTON STORE FRONT | 500NG | VERMONT NATIONAL GUARD | ARGUARD |  | United States | Vermont | Chittenden | South Burlington | 05403 | 1.02 | 0.98
189660 | CURZ0002 | BURLINGTON IAP SITE #2 | CURZ | BURLINGTON INTERNATIONAL AIRPORT | AFGUARD |  | United States | Vermont | Chittenden | South Burlington | 05403 | 1.02 | 0.98
7923 | 50B15 | WILLISTON | 500NG | VERMONT NATIONAL GUARD | ARGUARD | 2 Main ST | United States | Vermont | Chittenden | Williston | 05495 | 1.02 | 0.98
7947 | 50B25 | WINOOSKI | 500NG | VERMONT NATIONAL GUARD | ARGUARD | 2000 Silas Creek | United States | Vermont | Chittenden | Winooski | 05404 | 1.02 | 0.98
4875 | 50A35 | ENOSBURG FALLS | 500NG | VERMONT NATIONAL GUARD | ARGUARD | Pearl ST | United States | Vermont | Franklin | Enosburg Falls | 05450 | 1.03 | 0.99
190410 | 822352 | 7 MAPLE STREET FAIRFAX | 70132 | INDEPENDENT DUTY HOUSING PROGRAM | USACE | 7 Maple Street | United States | Vermont | Franklin | Fairfax | 05454 | 1.03 | 0.99
7373 | 50A85 | ST ALBANS | 500NG | VERMONT NATIONAL GUARD | ARGUARD | 610 Dame ST | United States | Vermont | Franklin | St. Albans | 05478 | 1.03 | 0.99
7375 | 50A87 | ST ALBANS OMS 6 | 500NG | VERMONT NATIONAL GUARD | ARGUARD | 1003 W Main ST | United States | Vermont | Franklin | St. Albans | 05478 | 1.03 | 0.99
7482 | 50A95 | SWANTON | 500NG | VERMONT NATIONAL GUARD | ARGUARD | 21 Grand AVE | United States | Vermont | Franklin | Swanton | 05488 | 1.03 | 0.99
6281 | 50A55 | MORRISVILLE | 500NG | VERMONT NATIONAL GUARD | ARGUARD | Washington HWY | United States | Vermont | Lamoille | Morrisville | 05661 | 1.03 | 0.99
170661 | 50420 | NORTH HYDE PARK | 500NG | VERMONT NATIONAL GUARD | ARGUARD |  | United States | Vermont | Lamoille | North Hyde Park | 05655 | 1.02 | 0.98
4117 | 50A15 | BRADFORD | 500NG | VERMONT NATIONAL GUARD | ARGUARD | Fairground RD | United States | Vermont | Orange | Bradford | 05033 | 1.03 | 0.99
6423 | 50A60 | NEWPORT | 500NG | VERMONT NATIONAL GUARD | ARGUARD | Union ST | United States | Vermont | Orleans | Newport | 05855 | 1.03 | 0.99
4903 | 50A37 | FAIR HAVEN OMS | 500NG | VERMONT NATIONAL GUARD | ARGUARD | 792 Airport RD | United States | Vermont | Rutland | Fair Haven | 05743 | 1.03 | 0.99
3790 | 5067B | AMSA #160, RUTLAND, VT | 42560 | 99TH RRC - PENNSYLVANIA | ARRES | 26 Allen Street | United States | Vermont | Rutland | Rutland | 05701 | 1.03 | 0.99
4568 | 50805 | COURCELLE BROTHERS USARC | 42560 | 99TH RRC - PENNSYLVANIA | ARRES | 16 North Street Extension | United States | Vermont | Rutland | Rutland | 05701 | 1.03 | 0.99
184901 | 82387-12533 | NORTH END PLZ RUTLAND | 82387 | JOINT RECRUITING PROGRAM | USACE | NORTH END PLAZA U20 271 NORTH MAIN ST | United States | Vermont | Rutland | Rutland | 05701 | 1.03 | 0.99
190021 | 50603 | RUTLAND AFRC | 42560 | 99TH RRC - PENNSYLVANIA | ARRES |  | United States | Vermont | Rutland | Rutland | 05701 | 1.03 | 0.99
191062 | 50107 | RUTLAND STORE FRONT | 500NG | VERMONT NATIONAL GUARD | ARGUARD |  | United States | Vermont | Rutland | Rutland | 05701 | 1.02 | 0.98
182937 | 82387-10692 | 306 NORTH MAIN ST BARRE | 82387 | JOINT RECRUITING PROGRAM | USACE | 306 NORTH MAIN ST | United States | Vermont | Washington | Barre | 05641 | 1.03 | 0.99
187035 | 800980 | FECTEAU CIRCLE BARRE | 70132 | INDEPENDENT DUTY HOUSING PROGRAM | USACE | Fecteau Circle | United States | Vermont | Washington | Barre | 05641 | 1.02 | 0.98
191361 | 823860 | 99 HIDEAWAY DRIVE BERLIN | 70132 | INDEPENDENT DUTY HOUSING PROGRAM | USACE | 99 Hideaway Drive | United States | Vermont | Washington | Berlin | 05641 | 1.02 | 0.98
4299 | 50A10 | CAMPBELL ARMORY | 500NG | VERMONT NATIONAL GUARD | ARGUARD | 87 State ST | United States | Vermont | Washington | Montpelier | 05602 | 1.03 | 0.99
6578 | 5082A | NORWICH | 500NG | VERMONT NATIONAL GUARD | ARGUARD | 161 University DR | United States | Vermont | Washington | Northfield | 05663 | 1.03 | 0.99
190700 | 821961 | 76 ROUTE 12A NORTHFIELD | 70132 | INDEPENDENT DUTY HOUSING PROGRAM | USACE | 76 Route 12A | United States | Vermont | Washington | Northfield | 05663 | 1.02 | 0.98
188136 | 50777 | BARRE STORE FRONT | 500NG | VERMONT NATIONAL GUARD | ARGUARD |  | United States | Vermont | Washington | Unknown | 05641 | 1.02 | 0.98
7797 | 50B05 | WATERBURY | 500NG | VERMONT NATIONAL GUARD | ARGUARD | 64 Field ST | United States | Vermont | Washington | Waterbury | 05676 | 1.03 | 0.99
7867 | 50B10 | WESTMINSTER TRAINING SITE | 500NG | VERMONT NATIONAL GUARD | ARGUARD | 40 Armory RD | United States | Vermont | Windham | Westminster | 05158 | 1.03 | 0.99
4417 | 50655 | CHESTER MEMORIAL USARC | 42560 | 99TH RRC - PENNSYLVANIA | ARRES | 978 VT Route 11 West | United States | Vermont | Windsor | Chester | 05143 | 1.03 | 0.99
6560 | 50A70 | NORTH SPRINGFLD | 500NG | VERMONT NATIONAL GUARD | ARGUARD | 224 Fairground RD | United States | Vermont | Windsor | North Springfield | 05150 | 1.03 | 0.99
184902 | 82387-12205 | MAIN ST SPRINGFIELD | 82387 | JOINT RECRUITING PROGRAM | USACE | 3 MAIN STREET | United States | Vermont | Windsor | Springfield | 05156 | 1.03 | 0.99
929 | N32446-NW | NAVOPSPTCEN WHITE RIVER VT | N32446 | NSY PORTSMOUTH | NAVACT | 5 Holiday Drive | United States | Vermont | Windsor | White River Jctn | 05001 | 1.03 | 0.99
189415 | 50765 | WHITE RIVER JUNCTION AFRC | 42560 | 99TH RRC - PENNSYLVANIA | ARRES |  | United States | Vermont | Windsor | White River Jctn | 05001 | 1.03 | 0.99
7937 | 50B20 | WINDSOR | 500NG | VERMONT NATIONAL GUARD | ARGUARD | 57 Main ST | United States | Vermont | Windsor | Windsor | 05089 | 1.03 | 0.99
6632 | 51B60 | ONANCOCK | 510NG | VIRGINIA NATIONAL GUARD | ARGUARD | 67 Kerr ST | United States | Virginia | Accomack | Onancock | 23417 | 1.03 | 0.99
908 | N50092-WI | JEBLCFS WALLOPS ISLAND VA | N50092 | JNTEXPBASE LITTLE CREEK FS VA | ARGUARD |  | United States | Virginia | Accomack | Wallops Island | 23337 | 1.03 | 0.99
170522 | VAL23 | EISENHOWER INDUSTRIAL CENTER | WHS01 | WASHINGTON HEADQUARTERS | WHS | 5150 Eisenhower Avenue | United States | Virginia | Alexandria | Alexandria | 22301 | 1.02 | 1
170523 | VAL24 | FLEET DISTRIBUTION CENTER | WHS01 | WASHINGTON HEADQUARTERS | WHS |  | United States | Virginia | Alexandria | Alexandria | 22301 | 1.02 | 1
170532 | VAL33 | HOFFMAN BLDG 2 | WHS01 | WASHINGTON HEADQUARTERS | WHS | 200Stovall Street | United States | Virginia | Alexandria | Alexandria | 22301 | 1.02 | 1
170533 | VAL34 | HYBLA VALLEY OFFICE BLDG | WHS01 | WASHINGTON HEADQUARTERS | WHS |  | United States | Virginia | Alexandria | Alexandria | 22301 | 1.02 | 1
170554 | VAL55 | XEROX BUILDING | WHS01 | WASHINGTON HEADQUARTERS | WHS |  | United States | Virginia | Alexandria | Alexandria | 22301 | 1.02 | 1
170583 | VAL84 | ALEXANDRIA TECH CENTER 4 | WHS01 | WASHINGTON HEADQUARTERS | WHS | 2850 Eisenhower Avenue | United States | Virginia | Alexandria | Alexandria | 22301 | 1.02 | 1
188944 | VAL94 | ONE BELTWAY CENTER | WHS01 | WASHINGTON HEADQUARTERS | WHS | 5904 Richmond Highway | United States | Virginia | Alexandria | Alexandria | 22301 | 1.02 | 1
3747 | 51A02 | ALEXANDRIA | 510NG | VIRGINIA NATIONAL GUARD | ARGUARD |  | United States | Virginia | Alexandria | Alexandria | 22304 | 1.02 | 1
170710 | 51550 | MARK CENTER | 51105 | FORT BELVOIR | ARACT | 4800 Mark Center Drive | United States | Virginia | Alexandria | Alexandria | 22304 | 1.02 | 1
170739 | 51A00 | ALEXANDRIA SFRO | 510NG | VIRGINIA NATIONAL GUARD | ARGUARD |  | United States | Virginia | Alexandria | Alexandria | 22306 | 1.02 | 1
183623 | 82387-11169 | 7828 RICHMOND HIGHWAY ALEXANDRIA | 82387 | JOINT RECRUITING PROGRAM | USACE | 7828 RICHMOND HIGHWAY | United States | Virginia | Alexandria | Alexandria | 22306 | 1.02 | 1
170534 | VAL35 | IMP BUILDING | WHS01 | WASHINGTON HEADQUARTERS | WHS | 8850 Richmond Highway | United States | Virginia | Alexandria | Alexandria | 22309 | 1.02 | 1
6168 | 51695 | MG ALBERT C LIEBER USARC | 42560 | 99TH RRC - PENNSYLVANIA | ARRES | 6901 Telegraph Road | United States | Virginia | Alexandria | Alexandria | 22310 | 1.02 | 1
183621 | 82387-11880 | FRANCONIA PROF BLDG ALEXANDRIA | 82387 | JOINT RECRUITING PROGRAM | USACE | FRANCONIA PROF BLDG 6182-B OLD FRANCONIA | United States | Virginia | Alexandria | Alexandria | 22310 | 1.02 | 1
183622 | 82387-11881 | FRANCONIA RD ALEXANDRIA | 82387 | JOINT RECRUITING PROGRAM | USACE | 6198 FRANCONIA ROAD | United States | Virginia | Alexandria | Alexandria | 22310 | 1.02 | 1
187735 | VAL92 | INTERSTATE PLAZA | WHS01 | WASHINGTON HEADQUARTERS | WHS | 5775 General Washington Drive | United States | Virginia | Alexandria | Alexandria | 22312 | 1.02 | 1
188945 | VAL95 | EISENHOWER CENTER III OFFICE B | WHS01 | WASHINGTON HEADQUARTERS | WHS | 2331 Mill Road | United States | Virginia | Alexandria | Alexandria | 22314 | 1.02 | 1
170508 | VAL09 | CRYSTAL MALL 2 | WHS01 | WASHINGTON HEADQUARTERS | WHS |  | United States | Virginia | Arlington | Arlington | 22201 | 1.02 | 1
170511 | VAL12 | CRYSTAL PARK 1 | WHS01 | WASHINGTON HEADQUARTERS | WHS |  | United States | Virginia | Arlington | Arlington | 22201 | 1.02 | 1
170512 | VAL13 | CRYSTAL PARK 3 | WHS01 | WASHINGTON HEADQUARTERS | WHS |  | United States | Virginia | Arlington | Arlington | 22201 | 1.02 | 1
170514 | VAL15 | CRYSTAL PARK/PLAZA 6 | WHS01 | WASHINGTON HEADQUARTERS | WHS |  | United States | Virginia | Arlington | Arlington | 22201 | 1.02 | 1
170515 | VAL16 | CRYSTAL PARK 5 | WHS01 | WASHINGTON HEADQUARTERS | WHS |  | United States | Virginia | Arlington | Arlington | 22201 | 1.02 | 1
170516 | VAL17 | CRYSTAL SQUARE 2 | WHS01 | WASHINGTON HEADQUARTERS | WHS |  | United States | Virginia | Arlington | Arlington | 22201 | 1.02 | 1
170518 | VAL19 | CRYSTAL SQUARE 4 | WHS01 | WASHINGTON HEADQUARTERS | WHS |  | United States | Virginia | Arlington | Arlington | 22201 | 1.02 | 1
170519 | VAL20 | CRYSTAL SQUARE 5 | WHS01 | WASHINGTON HEADQUARTERS | WHS |  | United States | Virginia | Arlington | Arlington | 22201 | 1.02 | 1
170525 | VAL26 | CRYSTAL GATEWAY 1 | WHS01 | WASHINGTON HEADQUARTERS | WHS |  | United States | Virginia | Arlington | Arlington | 22201 | 1.02 | 1
170526 | VAL27 | CRYSTAL GATEWAY 2 | WHS01 | WASHINGTON HEADQUARTERS | WHS |  | United States | Virginia | Arlington | Arlington | 22201 | 1.02 | 1
170528 | VAL29 | GATEWAY 4 | WHS01 | WASHINGTON HEADQUARTERS | WHS |  | United States | Virginia | Arlington | Arlington | 22201 | 1.02 | 1
170529 | VAL30 | GATEWAY NORTH | WHS01 | WASHINGTON HEADQUARTERS | WHS |  | United States | Virginia | Arlington | Arlington | 22201 | 1.02 | 1
170536 | VAL37 | JAMES POLK BUILDING | WHS01 | WASHINGTON HEADQUARTERS | WHS |  | United States | Virginia | Arlington | Arlington | 22201 | 1.02 | 1
170538 | VAL39 | ZACHARY TAYLOR BUILDING (NC-3) | WHS01 | WASHINGTON HEADQUARTERS | WHS |  | United States | Virginia | Arlington | Arlington | 22201 | 1.02 | 1
170539 | VAL40 | GANNET BLDG | WHS01 | WASHINGTON HEADQUARTERS | WHS | 1000 Wilson Boulevard | United States | Virginia | Arlington | Arlington | 22201 | 1.02 | 1
170543 | VAL44 | 1501 WILSON BLVD | WHS01 | WASHINGTON HEADQUARTERS | WHS | 1501 Wilson Boulevard | United States | Virginia | Arlington | Arlington | 22201 | 1.02 | 1
170544 | VAL45 | 1515 WILSON BLVD | WHS01 | WASHINGTON HEADQUARTERS | WHS | 1515 Wilson Boulevard | United States | Virginia | Arlington | Arlington | 22201 | 1.02 | 1
170545 | VAL46 | 1525 WILSON BLVD | WHS01 | WASHINGTON HEADQUARTERS | WHS | 1525 Wilson Boulevard | United States | Virginia | Arlington | Arlington | 22201 | 1.02 | 1
170546 | VAL47 | 1555 WILSON BLVD | WHS01 | WASHINGTON HEADQUARTERS | WHS | 1555 Wilson Boulevard | United States | Virginia | Arlington | Arlington | 22201 | 1.02 | 1
170549 | VAL50 | 1919 S. EADS | WHS01 | WASHINGTON HEADQUARTERS | WHS | 1919 S. Eads Street | United States | Virginia | Arlington | Arlington | 22201 | 1.02 | 1
170552 | VAL53 | 3100 CLARENDON BLVD | WHS01 | WASHINGTON HEADQUARTERS | WHS | 3100 Clarendon Boulevard | United States | Virginia | Arlington | Arlington | 22201 | 1.02 | 1
170555 | VAL56 | ONE LIBERTY CENTER | WHS01 | WASHINGTON HEADQUARTERS | WHS | 875 North Randolph Street | United States | Virginia | Arlington | Arlington | 22201 | 1.02 | 1
170558 | VAL59 | NASH STREET BUILDING | WHS01 | WASHINGTON HEADQUARTERS | WHS | 1201 Nash Street | United States | Virginia | Arlington | Arlington | 22201 | 1.02 | 1
183415 | 82387-12452 | N PERSHING DR ARLINGTON | 82387 | JOINT RECRUITING PROGRAM | USACE | 2300 N. PERSHING DRIVE UNIT A | United States | Virginia | Arlington | Arlington | 22201 | 1.02 | 1
170587 | VAL86 | CENTURY BUILDING | WHS01 | WASHINGTON HEADQUARTERS | WHS | 2450 Crystal Drive | United States | Virginia | Arlington | Arlington | 22202 | 1.02 | 1
170589 | VAL88 | PENTAGON MOTORPOOL | WHS01 | WASHINGTON HEADQUARTERS | WHS |  | United States | Virginia | Arlington | Arlington | 22202 | 1.02 | 1
190118 | VAL97 | NORTH TOWER | WHS01 | WASHINGTON HEADQUARTERS | WHS |  | United States | Virginia | Arlington | Arlington | 22202 | 1.02 | 1
190497 | 822995 | 2011 CRYSTAL DRIVE ARLINGTON | 82387 | JOINT RECRUITING PROGRAM | USACE | 2011 Crystal Drive | United States | Virginia | Arlington | Arlington | 22202 | 1.02 | 1
3916 | 5108B | BALLSTON CENTER TOWER THREE | 24234 | US ARMY RESEARCH LABORATORY ADELPHI | ARACT | 4015 Wilson Boulevard | United States | Virginia | Arlington | Arlington | 22203 | 1.02 | 1
190852 | VALA5 | FOUNDER S SQUARE | WHS01 | WASHINGTON HEADQUARTERS | WHS | 4000 Wilson Boulevard | United States | Virginia | Arlington | Arlington | 22203 | 1.02 | 1
1214 | N68469-AE | ARLINGTON SERVICE CTR | N68469 | NAVAL SUPPORT ACTIVITY WASH | NAVACT | 809 South Courthouse Road | United States | Virginia | Arlington | Arlington | 22204 | 1.02 | 1
3848 | 51421 | ARMY GUARD READINESS CENTER | 510NG | VIRGINIA NATIONAL GUARD | ARGUARD | 111 S George Mason DR | United States | Virginia | Arlington | Arlington | 22204 | 1.02 | 1
137 | M67353-0001 | HENDERSON HALL MAIN BASE | 51375 | JOINT BASE MYER-HENDERSON HALL | ARACT |  | United States | Virginia | Arlington | Arlington | 22209 | 1.02 | 1
190120 | VA100 | CRYSTAL PARK 4 | WHS01 | WASHINGTON HEADQUARTERS | WHS |  | United States | Virginia | Arlington | Arlington | 22209 | 1.02 | 1
190121 | VA101 | POTOMAC GATEWAY SOUTH | WHS01 | WASHINGTON HEADQUARTERS | WHS | 2900 Crystal Drive | United States | Virginia | Arlington | Arlington | 22209 | 1.02 | 1
9399 | AFMEM | AF MEMORIAL | 51375 | JOINT BASE MYER-HENDERSON HALL | WHS | 1 Air Force Memorial Drive | United States | Virginia | Arlington | Arlington | 22211 | 1.02 | 1
3840 | 51070 | ARLINGTON NATIONAL CEMETERY | 51869 | ARLINGTON NATIONAL CEMETERY | ARACT |  | United States | Virginia | Arlington | Fort Myer | 22211 | 1.02 | 1
5036 | 51375 | FORT MYER | 51375 | JOINT BASE MYER-HENDERSON HALL | ARACT | 204 Lee Ave | United States | Virginia | Arlington | Fort Myer | 22211 | 1.02 | 1
9405 | WHS01 | PENTAGON BUILDING SITE | WHS01 | WASHINGTON HEADQUARTERS | WHS | 1 North Rotary Road | United States | Virginia | Arlington | Pentagon | 20201 | 1.02 | 1
9407 | WHS03 | EADS STREET PARKING | WHS01 | WASHINGTON HEADQUARTERS | WHS | 401 South Eads Street | United States | Virginia | Arlington | Pentagon | 20201 | 1.02 | 1
9408 | WHS04 | FERN STREET PARKING | WHS01 | WASHINGTON HEADQUARTERS | WHS | 501 South Fern Street | United States | Virginia | Arlington | Pentagon | 20201 | 1.02 | 1
9409 | WHS05 | HAYES STREET PARKING | WHS01 | WASHINGTON HEADQUARTERS | WHS | 801 South Hayes Street | United States | Virginia | Arlington | Pentagon | 20201 | 1.02 | 1
170570 | VAL71 | ROSSLYN METRO CENTER | WHS01 | WASHINGTON HEADQUARTERS | WHS | 1700 N. Moore Street | United States | Virginia | Arlington | Rosslyn | 22209 | 1.02 | 1
189112 | 821015 | 49 S. FOXHALL LANE WEYERS CAVE | 70132 | INDEPENDENT DUTY HOUSING PROGRAM | USACE | 49 S. Foxhall Lane | United States | Virginia | Augusta | Weyers Cave | 24486 | 0.89 | 0.86
3971 | 51A10 | BEDFORD | 510NG | VIRGINIA NATIONAL GUARD | ARGUARD | 29A Omaha Beach Circle | United States | Virginia | Bedford | Bedford | 24523 | 0.89 | 0.86
190965 | 51197 | BEDFORD, VA USARC | 42560 | 99TH RRC - PENNSYLVANIA | ARRES |  | United States | Virginia | Bedford | Bedford | 24523 | 0.89 | 0.86
191732 | 51C10 | ROANOKE | 510NG | VIRGINIA NATIONAL GUARD | ARGUARD |  | United States | Virginia | Botetourt | Troutville | 24175 | 0.89 | 0.86
184395 | 82387-13367 | WEST VLY DR BRISTOL | 82387 | JOINT RECRUITING PROGRAM | USACE | 9 WEST VALLEY DRIVE | United States | Virginia | Bristol | Bristol | 24201 | 0.89 | 0.86
184396 | 82387-12624 | PAULENA DR BRISTOL | 82387 | JOINT RECRUITING PROGRAM | USACE | 2940 PAULENA DRIVE OLD BAKERY CENTER | United States | Virginia | Bristol | Bristol | 24202 | 0.89 | 0.86
191776 | 51503 | USAR AP HILL | 42560 | 99TH RRC - PENNSYLVANIA | ARRES |  | United States | Virginia | Caroline | A. P. Hill | 22427 | 1.04 | 1.03
4978 | 51290 | FORT A P HILL | 51290 | FORT A P HILL | ARACT | Main entrance located at the Intersection of A.P. Hill Blvd and A.P. Hill Drive. | United States | Virginia | Caroline | Bowling Green | 22427 | 1.04 | 1.03
188914 | 820632 | RAPPAHANNOCK RIVER | 51290 | FORT A P HILL | ARACT |  | United States | Virginia | Caroline | Rappahannock Academy | 22538 | 1.04 | 1.03
7015 | 51175 | RIVANNA STATION | 51105 | FORT BELVOIR | ARACT | 2055 Boulders Road | United States | Virginia | Charlottesville | Charlottesville | 22060 | 0.89 | 0.86
182479 | 18081-10043 | 1180 SEMINOLE TRAIL CHARLOTTESVILLE | 18081 | ARMY MISSION SUPPORT | USACE | 1180 SEMINOLE TRAIL SUITE 395 | United States | Virginia | Charlottesville | Charlottesville | 22901 | 0.89 | 0.86
182480 | 18081-10101 | 255 WEST MAIN ST CHARLOTTESVILLE | 18081 | ARMY MISSION SUPPORT | USACE | 255 WEST MAIN ST | United States | Virginia | Charlottesville | Charlottesville | 22901 | 0.89 | 0.86
4403 | 51A35 | CHARLOTTSVILLE | 510NG | VIRGINIA NATIONAL GUARD | ARGUARD | 1640 Avon ST (Extended) | United States | Virginia | Charlottesville | Charlottesville | 22902 | 0.89 | 0.86
7630 | 51705 | TSG FRANK D. PEREGORY USARC | 42560 | 99TH RRC - PENNSYLVANIA | ARRES | 1634 Cherry Avenue | United States | Virginia | Charlottesville | Charlottesville | 22903 | 0.89 | 0.86
182477 | 18081-10178 | 600 MASSIE ROAD CHARLOTTESVILLE | 18081 | ARMY MISSION SUPPORT | USACE | 600 MASSIE ROAD UNIV OF VIRGINIA | United States | Virginia | Charlottesville | Charlottesville | 22903 | 0.89 | 0.86
182478 | 18081-10268 | BOULDERS ROAD CHARLOTTESVILLE | 18081 | ARMY MISSION SUPPORT | USACE | BOULDERS ROAD | United States | Virginia | Charlottesville | Charlottesville | 22911 | 0.89 | 0.86
187956 | 810041 | 920 GARDENS BOULEVARD CHARLOTTESVILLE | 82387 | JOINT RECRUITING PROGRAM | USACE | 920 Gardens Boulevard | United States | Virginia | Charlottesville | Charlottesville | 22911 | 0.89 | 0.86
188943 | VAL93 | BOULDERS ONE | WHS01 | WASHINGTON HEADQUARTERS | WHS | 3016 Boulders Court | United States | Virginia | Charlottesville | Charlottesville | 22911 | 0.89 | 0.86
189463 | 821595 | 2055 BOULDERS ROAD CHARLOTTESVILLE | 18081 | ARMY MISSION SUPPORT | USACE |  | United States | Virginia | Charlottesville | Charlottesville | 22911 | 0.89 | 0.86
189836 | 822007 | 3177 TIMBERWOOD PARKWAY CHARLOTTESVILLE | 70132 | INDEPENDENT DUTY HOUSING PROGRAM | USACE | 3177 Timberwood Parkway | United States | Virginia | Charlottesville | Charlottesville | 22911 | 0.89 | 0.86
189343 | 821122 | 1437 SAM'S DRIVE CHESAPEAKE | 82387 | JOINT RECRUITING PROGRAM | USACE | 1437 Sam's Drive | United States | Virginia | Chesapeake | Chesapeake | 23320 | 0.95 | 0.92
184472 | 82387-12665 | PORTSMOUTH BLVD CHESAPEAKE | 82387 | JOINT RECRUITING PROGRAM | USACE | 4107 PORTSMOUTH BLVD CROSSROADS #106/#109 | United States | Virginia | Chesapeake | Chesapeake | 23321 | 0.95 | 0.92
284 | N57095-NW | NORTHWEST CHESAPEAKE VA | N57095 | NAVSUPPACT NORFOLK VA | NAVACT | 1320 Northwest Boulevard | United States | Virginia | Chesapeake | Chesapeake | 23322 | 0.95 | 0.92
185188 | 18081-10311 | DOA/PM LIS CHESTER | 18081 | ARMY MISSION SUPPORT | USACE | DOA/PM LIS | United States | Virginia | Chesterfield | Chester | 23831 | 0.89 | 0.86
190590 | 820960 | 11934 IRON BRIDGE PLAZA CHESTER | 82387 | JOINT RECRUITING PROGRAM | USACE | 11934 Iron Bridge Road | United States | Virginia | Chesterfield | Chester | 23831 | 0.89 | 0.86
190982 | 823441 | 10323 HAMLIN DRIVE CHESTER | 70132 | INDEPENDENT DUTY HOUSING PROGRAM | USACE | 10323 Hamlin Drive | United States | Virginia | Chesterfield | Chester | 23831 | 0.89 | 0.86
185189 | 82387-11816 | ENON CHURCH RD CHESTER | 82387 | JOINT RECRUITING PROGRAM | USACE | 13203 ENON CHURCH RD | United States | Virginia | Chesterfield | Chester | 23836 | 0.89 | 0.86
189678 | 821820 | 2101 BERMUDA HUNDRED ROAD | 18081 | ARMY MISSION SUPPORT | USACE | 2101 Bermuda Hundred Road | United States | Virginia | Chesterfield | Chester | 23836 | 0.89 | 0.86
1315 | N60191-RI | NAVOPSPTCEN RICHMOND VA | N60191 | NAS OCEANA VA | NAVACT | 6000 Strathmore Road | United States | Virginia | Chesterfield | Chesterfield | 23234 | 0.89 | 0.86
170749 | 51A01 | MIDLOTHIAN SFRO | 510NG | VIRGINIA NATIONAL GUARD | ARGUARD |  | United States | Virginia | Chesterfield | Midlothian | 23112 | 0.89 | 0.86
4461 | 51A60 | CLIFTON FORGE | 510NG | VIRGINIA NATIONAL GUARD | ARGUARD | 324 Commercial AVE | United States | Virginia | Clifton Forge (City) | Clifton Forge | 24422 | 0.89 | 0.86
184227 | 82387-12989 | SOUTHPARK BLVD COLONIAL HEIGHTS | 82387 | JOINT RECRUITING PROGRAM | USACE | 400 A SOUTHPARK BLVD | United States | Virginia | Colonial Heights | Colonial Heights | 23834 | 0.87 | 0.83
6760 | 51715 | PFC HARRY J. FRIDLEY USARC | 42560 | 99TH RRC - PENNSYLVANIA | ARRES | 1617 South Greenlawn Avenue | United States | Virginia | Covington | Covington | 24426 | 0.89 | 0.86
4613 | 51720 | CULPEPER MINUTEMEN MEM USARC | 42560 | 99TH RRC - PENNSYLVANIA | ARRES | 1821 Industry Drive | United States | Virginia | Culpeper | Culpeper | 22701 | 0.89 | 0.86
189702 | 821832 | 876 PERSIMMON PLACE CULPEPER | 70132 | INDEPENDENT DUTY HOUSING PROGRAM | USACE | 876 Persimmon Place | United States | Virginia | Culpeper | Culpeper | 22701 | 0.89 | 0.86
189852 | 821993 | 771 NALLES MILL ROAD CULPEPER | 82387 | JOINT RECRUITING PROGRAM | USACE | 771 Nalles Mill Road | United States | Virginia | Culpeper | Culpeper | 22701 | 0.89 | 0.86
4643 | 51A70 | DANVILLE | 510NG | VIRGINIA NATIONAL GUARD | ARGUARD | 3194 N Main ST | United States | Virginia | Danville | Danville | 24540 | 0.89 | 0.86
187714 | 800971 | PIEDMONT DRIVE DANVILLE | 82387 | JOINT RECRUITING PROGRAM | USACE | Piedmont Drive | United States | Virginia | Danville | Danville | 24540 | 0.95 | 0.92
4868 | 51A80 | EMPORIA | 510NG | VIRGINIA NATIONAL GUARD | ARGUARD | 940 Courtland RD | United States | Virginia | Emporia | Emporia | 23847 | 0.89 | 0.86
190747 | 823081 | 1828 TAPPAHANNOCK BLVD. TAPPAHANNOCK | 82387 | JOINT RECRUITING PROGRAM | USACE | 1828 Tappahannock Boulevard | United States | Virginia | Essex | Tappahannock | 22560 | 0.89 | 0.86
186153 | 800968 | CENTREVILLE ROAD CENTREVILLE | 82387 | JOINT RECRUITING PROGRAM | USACE | Centreville Road | United States | Virginia | Fairfax | Centreville | 20121 | 1.02 | 1
170500 | VAL01 | ALBEMARLE POINT BLDG 4 | WHS01 | WASHINGTON HEADQUARTERS | WHS | Albemarle Point | United States | Virginia | Fairfax | Chantilly | 20151 | 1.02 | 1
170556 | VAL57 | LEE BUSINESS CENTER | WHS01 | WASHINGTON HEADQUARTERS | WHS | 14707 Willard Road | United States | Virginia | Fairfax | Chantilly | 20151 | 1.02 | 1
185767 | 82387-12267 | METROTECH DR CHANTILLY | 82387 | JOINT RECRUITING PROGRAM | USACE | 13881-B METROTECH DR SULLY PLACE SHP CNTR | United States | Virginia | Fairfax | Chantilly | 20151 | 1.02 | 1
191929 | VALB4 | THE ELLIPSE AT WESTFIELDS | WHS01 | WASHINGTON HEADQUARTERS | WHS | 14501 George Carter Way | United States | Virginia | Fairfax | Chantilly | 20151 | 1.02 | 1
191931 | VALB6 | A AND M BUILDING (1500 WILSON BLVD) | WHS01 | WASHINGTON HEADQUARTERS | WHS | 1500 Wilson Boulevard | United States | Virginia | Fairfax | Chantilly | 22079 | 1.02 | 1
6183 | 51350 | MICROWAVE STA TYSONS CORNER | 51105 | FORT BELVOIR | ARACT | 100 Yards NE of the Intersection of State Hwy 123 and Route 7 | United States | Virginia | Fairfax | Dulles Airport | 20101 | 1.02 | 1
185024 | 82387-12621 | PATRIOT SQ FAIRFAX | 82387 | JOINT RECRUITING PROGRAM | USACE | PATRIOT SQUARE 10521-C BRADDOCK ROAD | United States | Virginia | Fairfax | Fairfax | 22030 | 1.02 | 1
185025 | 82387-11831 | FAIR CENTER OFC BLDG FAIRFAX | 82387 | JOINT RECRUITING PROGRAM | USACE | FAIR CENTER OFFICE BUILDING 11240 WAPLES MILL RD, SUITE 110 | United States | Virginia | Fairfax | Fairfax | 22030 | 1.02 | 1
170737 | 51712 | FAIRFAX READINESS CENTER | 510NG | VIRGINIA NATIONAL GUARD | ARGUARD |  | United States | Virginia | Fairfax | Fairfax | 22032 | 1.02 | 1
4980 | 51105 | FORT BELVOIR | 51105 | FORT BELVOIR | ARACT | Engineer Board, 2 Miles Due Southwest of Springfield Mall | United States | Virginia | Fairfax | Fort Belvoir | 22060 | 1.02 | 1
170524 | VAL25 | FRANCONIA WAREHOUSE | WHS01 | WASHINGTON HEADQUARTERS | WHS |  | United States | Virginia | Fairfax | Fort Belvoir | 22150 | 1.02 | 1
170573 | VAL74 | RESTON HERNDON CENTER | WHS01 | WASHINGTON HEADQUARTERS | WHS |  | United States | Virginia | Fairfax | Herndon | 20170 | 1.02 | 1
170530 | VAL31 | GUNSTON COMMERCE CENTER | WHS01 | WASHINGTON HEADQUARTERS | WHS | 10501 Furnace Road | United States | Virginia | Fairfax | Lorton | 22079 | 1.02 | 1
191580 | VALB2 | GUNSTON COMMERCE CTR BLDG 7 | WHS01 | WASHINGTON HEADQUARTERS | WHS | 10501 Furnace Road | United States | Virginia | Fairfax | Lorton | 22079 | 1.02 | 1
191930 | VALB5 | 7351 LOCKPORT PL | WHS01 | WASHINGTON HEADQUARTERS | WHS |  | United States | Virginia | Fairfax | Lorton | 22079 | 1.02 | 1
190855 | VALA2 | WARREN BUILDING | WHS01 | WASHINGTON HEADQUARTERS | WHS | 8000 Westpark Drive | United States | Virginia | Fairfax | McLean | 22102 | 1.02 | 1
170566 | VAL67 | PARKRIDGE TWO BUILDING | WHS01 | WASHINGTON HEADQUARTERS | WHS | 10802 Parkridge Boulevard | United States | Virginia | Fairfax | Reston | 20190 | 1.02 | 1
191581 | VALB3 | PATRIOTS PARK | WHS01 | WASHINGTON HEADQUARTERS | WHS | 12300 Sunrise Valley Drive | United States | Virginia | Fairfax | Reston | 20191 | 1.02 | 1
190119 | VAL99 | JOHN W POWELL FB | WHS01 | WASHINGTON HEADQUARTERS | WHS | 12201 Sunrise Valley Drive | United States | Virginia | Fairfax | Reston | 20192 | 1.02 | 1
191579 | VALB1 | ADVANCED SYSTEMS CENTER | WHS01 | WASHINGTON HEADQUARTERS | WHS | 12030 Sunrise Valley Drive | United States | Virginia | Fairfax | Reston | 20192 | 1.02 | 1
170592 | VAL91 | 6539 WALKER LANE (METRO PARK IV) | WHS01 | WASHINGTON HEADQUARTERS | WHS | 6539 Walker Lane | United States | Virginia | Fairfax | Springfield | 22009 | 1.02 | 1
183409 | 82387-11314 | ALBAN STATION SPRINGFIELD | 82387 | JOINT RECRUITING PROGRAM | USACE | PS BUSINESS PARKS 7406 ALBAN STATION - SUITE B205 | United States | Virginia | Fairfax | Springfield | 22150 | 1.02 | 1
189518 | 82387-11359 | BACKLICK RD SPRINGFIELD | 82387 | JOINT RECRUITING PROGRAM | USACE | 6125-B BACKLICK ROAD | United States | Virginia | Fairfax | Springfield | 22150 | 1.02 | 1
190168 | 51679 | BELVOIR NORTH POST | 51105 | FORT BELVOIR | ARACT |  | United States | Virginia | Fairfax | Springfield | 22150 | 1.02 | 1
170591 | VAL90 | TYCON COURTHOUSE | WHS01 | WASHINGTON HEADQUARTERS | WHS | 2070 Chain Bridge Road | United States | Virginia | Fairfax | Vienna | 22182 | 1.02 | 1
170574 | VAL75 | SUFFOLK BUILDING | WHS01 | WASHINGTON HEADQUARTERS | WHS | 5611 Columbia Pike | United States | Virginia | Falls Church | Falls Church | 22040 | 1.02 | 1
170577 | VAL78 | SKYLINE THREE | WHS01 | WASHINGTON HEADQUARTERS | WHS | 5201 Leesburg Pike | United States | Virginia | Falls Church | Falls Church | 22040 | 1.02 | 1
170578 | VAL79 | SKYLINE IV | WHS01 | WASHINGTON HEADQUARTERS | WHS | 5113 Leesburg Pike | United States | Virginia | Falls Church | Falls Church | 22040 | 1.02 | 1
170579 | VAL80 | SKYLINE V | WHS01 | WASHINGTON HEADQUARTERS | WHS | 5111 Leesburg Pike | United States | Virginia | Falls Church | Falls Church | 22040 | 1.02 | 1
170580 | VAL81 | SKYLINE VI | WHS01 | WASHINGTON HEADQUARTERS | WHS | 5109 Leesburg Pike | United States | Virginia | Falls Church | Falls Church | 22040 | 1.02 | 1
190853 | VALA4 | 8111 GATEHOUSE ROAD | WHS01 | WASHINGTON HEADQUARTERS | WHS | 8111 Gatehouse Road | United States | Virginia | Falls Church | Falls Church | 22042 | 1.02 | 1
190854 | VALA3 | DEFENSE HEALTH HEADQUARTERS | WHS01 | WASHINGTON HEADQUARTERS | WHS | 7700 Arlington Boulevard | United States | Virginia | Falls Church | Falls Church | 22042 | 1.02 | 1
184321 | 82387-12478 | N WASHINGTON ST FALLS CHURCH | 82387 | JOINT RECRUITING PROGRAM | USACE | 510 N.WASHINGTON ST | United States | Virginia | Falls Church | Falls Church | 22046 | 1.02 | 1
9440 | 51C75 | WARRENTON | 510NG | VIRGINIA NATIONAL GUARD | ARGUARD | 53 Main ST | United States | Virginia | Fauquier | Warrenton | 20186 | 0.89 | 0.86
186880 | 800979 | FROST AVENUE WARRENTON | 82387 | JOINT RECRUITING PROGRAM | USACE | Frost Avenue | United States | Virginia | Fauquier | Warrenton | 20186 | 0.89 | 0.86
5081 | 51A95 | FRANKLIN | 510NG | VIRGINIA NATIONAL GUARD | ARGUARD | 900 Armory DR | United States | Virginia | Franklin | Franklin | 23851 | 0.89 | 0.86
7049 | 51C25 | ROCKY MOUNT | 510NG | VIRGINIA NATIONAL GUARD | ARGUARD | 280 Tanyard RD | United States | Virginia | Franklin | Rocky Mount | 24151 | 0.89 | 0.86
190731 | 51C30 | ROCKY MOUNT (FMS 10) | 510NG | VIRGINIA NATIONAL GUARD | ARGUARD |  | United States | Virginia | Franklin | Rocky Mount | 24153 | 0.89 | 0.86
5091 | 51B00 | FREDERICKSBURG | 510NG | VIRGINIA NATIONAL GUARD | ARGUARD | 2100 Jeff Davis | United States | Virginia | Fredericksburg | Fredericksburg | 22401 | 1.04 | 1.03
170754 | 51396 | FREDERICKSBURG MOTOR POOL | 510NG | VIRGINIA NATIONAL GUARD | ARGUARD |  | United States | Virginia | Fredericksburg | Fredericksburg | 22405 | 1.04 | 1.03
185742 | 82387-12654 | PLANK RD FREDERICKSBURG | 82387 | JOINT RECRUITING PROGRAM | USACE | 4300 PLANK ROAD SUITES 245, 250ABCD | United States | Virginia | Fredericksburg | Fredericksburg | 22407 | 1.04 | 1.03
6755 | 51735 | PFC CURTIS B. SCHOOLEY USARC | 42560 | 99TH RRC - PENNSYLVANIA | ARRES | 125 Armory Road | United States | Virginia | Galax | Galax | 24333 | 0.89 | 0.86
191300 | 823793 | 106 SWEET APPLE LANE NEWPORT | 70132 | INDEPENDENT DUTY HOUSING PROGRAM | USACE | 106 Sweet Apple Lane | United States | Virginia | Giles | Newport | 24128 | 0.89 | 0.86
188857 | 820626 | 6701 FOX CENTRE PARKWAY GLOUCESTER | 82387 | JOINT RECRUITING PROGRAM | USACE | 6701 Fox Centre Parkway | United States | Virginia | Gloucester | Gloucester | 23061 | 0.89 | 0.86
653 | N69212-EA | LITTLE MUMFORT ISLAND | N69212 | NAVAL WEAPONS STATION YORKTOWN | NAVACT | 23691 | United States | Virginia | Gloucester | Gloucester | 23691 | 0.95 | 0.92
5035 | 51360 | FORT MONROE | 51315 | FORT LEE | ARACT | Intersection of East Mercury Blvd and Ingalls Road | United States | Virginia | Hampton | Hampton | 23651 | 0.93 | 0.9
170210 | MDGP0001 | NASA CLINIC RMC SITE 1 | MUHJ | LANGLEY AFB | AFACT | 18 West Taylor Avenue | United States | Virginia | Hampton | Hampton | 23663 | 0.95 | 0.92
5339 | 51475 | HAMPTON (MARCELLA RD) | 42560 | 99TH RRC - PENNSYLVANIA | ARRES |  | United States | Virginia | Hampton | Hampton | 23666 | 0.93 | 0.9
5340 | 51961 | HAMPTON (MARCELLA RD) | 510NG | VIRGINIA NATIONAL GUARD | ARGUARD | 208 Marcella RD | United States | Virginia | Hampton | Hampton | 23666 | 0.93 | 0.9
183605 | 82387-11829 | EXECUTIVE DR HAMPTON | 82387 | JOINT RECRUITING PROGRAM | USACE | 2115 EXECUTIVE DRIVE SUITE 6A | United States | Virginia | Hampton | Hampton | 23666 | 0.93 | 0.9
189103 | 821123 | 4410 CLAIBORNE SQUARE HAMPTON | 82387 | JOINT RECRUITING PROGRAM | USACE | 4410 Claiborne Square | United States | Virginia | Hampton | Hampton | 23666 | 0.93 | 0.9
2479 | MUHJ0001 | LANGLEY AFB SITE # 1 | MUHJ | LANGLEY AFB | AFACT | 159 Sweeney Boulevard | United States | Virginia | Hampton | Langley | 23665 | 0.95 | 0.92
2480 | MUJC0001 | LANGLEY FAMILY HOUSING ANNEX SITE # 1 | MUHJ | LANGLEY AFB | AFACT | 2900 Hampton Highway | United States | Virginia | Hampton | Unknown | 23665 | 0.95 | 0.92
3276 | VPXB0001 | SHIP SHOAL ISLAND | MUHJ | LANGLEY AFB | AFACT |  | United States | Virginia | Hampton | Unknown | 23665 | 0.95 | 0.92
182944 | 82387-11329 | ARBOR OAK DR ASHLAND | 82387 | JOINT RECRUITING PROGRAM | USACE | 100 ARBOR OAK DRIVE SUITE 106 | United States | Virginia | Hanover | Ashland | 23005 | 0.89 | 0.86
191727 | 51B15 | HANOVER READINESS CENTER | 510NG | VIRGINIA NATIONAL GUARD | ARGUARD |  | United States | Virginia | Hanover | Hanover | 23069 | 0.89 | 0.86
187940 | 810040 | 7230 BELL CREEK ROAD MECHANICSVILLE | 82387 | JOINT RECRUITING PROGRAM | USACE |  | United States | Virginia | Hanover | Mechanicsville | 23111 | 0.88 | 0.86
5364 | 51B20 | HARRISONBURG | 510NG | VIRGINIA NATIONAL GUARD | ARGUARD | 340 S Willow ST | United States | Virginia | Harrisonburg | Harrisonburg | 22801 | 0.89 | 0.86
183882 | 710201 | 1645 RESERVOIR STREET HARRISONBURG | 82387 | JOINT RECRUITING PROGRAM | USACE | 1645 Reservoir Street Forbes Crossing II, Suites 125 & 130 | United States | Virginia | Harrisonburg | Harrisonburg | 22801 | 0.89 | 0.86
3693 | 51417 | AASF BYRD FIELD | 510NG | VIRGINIA NATIONAL GUARD | ARGUARD | 700 Portugee RD | United States | Virginia | Henrico | Sandston | 23150 | 0.89 | 0.86
7162 | 51415 | SANDSTON ARMORY | 510NG | VIRGINIA NATIONAL GUARD | ARGUARD | 5901 Beulah RD | United States | Virginia | Henrico | Sandston | 23150 | 0.89 | 0.86
1536 | CVVM0001 | BYRD FIELD SITE # 1 | CVVM | BYRD FIELD | AFGUARD | 50 FALCON RD | United States | Virginia | Henrico | Unknown | 23150 | 0.89 | 0.86
249 | N61151 | NSA SOUTH POTOMAC | N61151 | NSA SOUTH POTOMAC | NAVACT | 6149 WELSH ROAD | United States | Virginia | King George | Dahlgren | 22448 | 1.04 | 1.03
1177 | N61151-CA | CABIN PT STA 39A | N61151 | NSA SOUTH POTOMAC | NAVACT | 1217 ROYAL WAY | United States | Virginia | King George | Dahlgren | 22520 | 1.04 | 1.03
1237 | N61151-PN | PUMPKIN NECK | N61151 | NSA SOUTH POTOMAC | NAVACT |  | United States | Virginia | King George | King George | 22485 | 1.04 | 1.03
7858 | 51C85 | WEST POINT ARMORY | 510NG | VIRGINIA NATIONAL GUARD | ARGUARD | 1030 Halfmile ST | United States | Virginia | King William | West Point | 23181 | 0.89 | 0.86
6739 | 51B62 | PENNINGTON GAP | 510NG | VIRGINIA NATIONAL GUARD | ARGUARD | 200 Kentucky ST | United States | Virginia | Lee | Pennington Gap | 24277 | 0.89 | 0.86
5887 | 51B28 | LEXINGTON | 510NG | VIRGINIA NATIONAL GUARD | ARGUARD | 199 Greenhouse RD | United States | Virginia | Lexington | Lexington | 24450 | 0.89 | 0.86
184832 | 710696 | 163 SO MAIN ST LEXINGTON | 82387 | JOINT RECRUITING PROGRAM | USACE | 163 SO MAIN ST | United States | Virginia | Lexington | Lexington | 24450 | 0.89 | 0.86
188069 | 810184 | 814 THORNHILL ROAD LEXINGTON | 70132 | INDEPENDENT DUTY HOUSING PROGRAM | USACE | 814 Thornhill Road | United States | Virginia | Lexington | Lexington | 24450 | 0.89 | 0.86
189639 | 821722 | 716 LEESVILLE ROAD LYNCHBURG | 70132 | INDEPENDENT DUTY HOUSING PROGRAM | USACE | 716 Leesville Road | United States | Virginia | Lexington | Lexington | 24502 | 0.89 | 0.86
170521 | VAL22 | DULLES WEST | WHS01 | WASHINGTON HEADQUARTERS | WHS | 44965 Aviation Drive | United States | Virginia | Loudoun | Dulles | 20151 | 1.02 | 1
9426 | 51B27 | LEESBURG | 510NG | VIRGINIA NATIONAL GUARD | ARGUARD | 25 Catoctin Cir SE | United States | Virginia | Loudoun | Leesburg | 20175 | 0.89 | 0.86
191680 | 824157 | 1606 VILLAGE MARKET BLVD SE LEESBURG | 82387 | JOINT RECRUITING PROGRAM | USACE | 1606 Village Market Boulevard SE | United States | Virginia | Loudoun | Leesburg | 20175 | 0.89 | 0.86
188388 | 820116 | 934 EDWARD FERRY ROAD LEESBURG | 82387 | JOINT RECRUITING PROGRAM | USACE | 934 Edward Ferry Road | United States | Virginia | Loudoun | Leesburg | 20176 | 0.88 | 0.86
170565 | VAL66 | NORTHPOINT BLDG E | WHS01 | WASHINGTON HEADQUARTERS | WHS | 44845 Falcon Place | United States | Virginia | Loudoun | Sterling | 20163 | 1.02 | 1
184881 | 82387-11476 | CENTER OAK PLZ STERLING | 82387 | JOINT RECRUITING PROGRAM | USACE | 46040 CENTER OAK PLAZA SUITE 145 | United States | Virginia | Loudoun | Sterling | 20166 | 1.02 | 1
184833 | 82387-10484 | 2108 LAKESIDE DRIVE LYNCHBURG | 82387 | JOINT RECRUITING PROGRAM | USACE | 2108 LAKESIDE DRIVE | United States | Virginia | Lynchburg | Lynchburg | 24501 | 0.89 | 0.86
184834 | 82387-10522 | 2225 LAKESIDE DRIVE, UNIT C-3 LYNCHBURG | 82387 | JOINT RECRUITING PROGRAM | USACE | 2225 LAKESIDE DRIVE, UNIT C-3 LAKESIDE COMMERCIAL CENTER | United States | Virginia | Lynchburg | Lynchburg | 24501 | 0.89 | 0.86
106 | M68479-0003 | LYNCHBURG VA AFRC | M68479 | HDQTRS 4TH MARDIV NEW ORLEANS | MCRES | 314 Graves Mill Road | United States | Virginia | Lynchburg | Lynchburg | 24502 | 0.89 | 0.86
5995 | 51B30 | LYNCHBURG | 510NG | VIRGINIA NATIONAL GUARD | ARGUARD | 168 Constitution LN | United States | Virginia | Lynchburg | Lynchburg | 24502 | 0.89 | 0.86
5996 | 5151A | LYNCHBURG AFRC | 42560 | 99TH RRC - PENNSYLVANIA | ARRES | 314 Graves Mill Road | United States | Virginia | Lynchburg | Lynchburg | 24502 | 0.89 | 0.86
170502 | VAL03 | BLUERIDGE OFFICE CENTER | WHS01 | WASHINGTON HEADQUARTERS | WHS |  | United States | Virginia | Manassas | Manassas | 20108 | 1.02 | 1
184841 | 82387-13036 | SUDLEY RD MANASSES | 82387 | JOINT RECRUITING PROGRAM | USACE | 8415 SUDLEY ROAD MANAPORT PLAZA | United States | Virginia | Manassas | Manassas | 20109 | 0.89 | 0.86
9428 | 51B40 | MANASSAS | 510NG | VIRGINIA NATIONAL GUARD | ARGUARD | 13418 Dumfries RD | United States | Virginia | Manassas | Manassas | 20112 | 0.89 | 0.86
6101 | 51B45 | MARTINSVILLE | 510NG | VIRGINIA NATIONAL GUARD | ARGUARD | 315 Commonwealth BLVD W | United States | Virginia | Martinsville | Martinsville | 24112 | 0.89 | 0.86
184228 | 82387-11532 | COMMONWEALTH BLVD MARTINSVILLE | 82387 | JOINT RECRUITING PROGRAM | USACE | 240 COMMONWEALTH BLVD UNIT #2 LIBERTY FAIR MALL | United States | Virginia | Martinsville | Martinsville | 24112 | 0.89 | 0.86
188073 | 810185 | 907 HUNTING RIDGE RD. MARTINSVILLE | 70132 | INDEPENDENT DUTY HOUSING PROGRAM | USACE | 907 Hunting Ridge Road | United States | Virginia | Martinsville | Martinsville | 24112 | 0.89 | 0.86
187405 | 801265 | FURR STREET SOUTH HILL | 82387 | JOINT RECRUITING PROGRAM | USACE | Furr Street | United States | Virginia | Mecklenburg | South Hill | 23970 | 0.89 | 0.86
183667 | 82387-11250 | 902 PRICES FORK ROAD BLACKSBURG | 82387 | JOINT RECRUITING PROGRAM | USACE | 902 PRICES FORK ROAD SUITE 2050 | United States | Virginia | Montgomery | Blacksburg | 24060 | 0.95 | 0.92
183668 | 18081-10073 | 1715 PRATT DRIVE BLACKSBURG | 18081 | ARMY MISSION SUPPORT | USACE | 1715 PRATT DRIVE SUITES 3200 & 3300 | United States | Virginia | Montgomery | Blacksburg | 24060 | 0.95 | 0.92
4433 | 51A50 | CHRISTIANSBURG | 510NG | VIRGINIA NATIONAL GUARD | ARGUARD | 15 College ST | United States | Virginia | Montgomery | Christiansburg | 24073 | 0.95 | 0.92
190704 | 822799 | 782 NEW RIVER ROAD CHRISTIANSBURG | 82387 | JOINT RECRUITING PROGRAM | USACE | 782 New River Road | United States | Virginia | Montgomery | Christiansburg | 24073 | 0.95 | 0.92
191851 | 824515 | 1824 CUB CIRCLE CHRISTIANSBURG | 70132 | INDEPENDENT DUTY HOUSING PROGRAM | USACE | 1824 Cub Circle | United States | Virginia | Montgomery | Christiansburg | 24073 | 0.95 | 0.92
607 | N69212-NK | NEW KENT | N69212 | NAVAL WEAPONS STATION YORKTOWN | NAVACT | 9980 Rockahock Bar Road | United States | Virginia | New Kent | New Kent | 23124 | 0.89 | 0.86
170740 | 51A05 | NEWPORT NEWS SFRO | 510NG | VIRGINIA NATIONAL GUARD | ARGUARD |  | United States | Virginia | Newport News | Newport News | 23602 | 0.95 | 0.92
182935 | 82387-13340 | WARWICK BLVD NEWPORT NEWS | 82387 | JOINT RECRUITING PROGRAM | USACE | 14376 WARWICK BLVD UNIT #370 | United States | Virginia | Newport News | Newport News | 23602 | 0.95 | 0.92
188668 | 820708 | 12638 JEFFERSON AVENUE NEWPORT NEWS | 510NG | VIRGINIA NATIONAL GUARD | ARGUARD | 12638 Jefferson Avenue | United States | Virginia | Newport News | Newport News | 23602 | 0.95 | 0.92
190594 | 822316 | 12515 JEFFERSON AVENUE NEWPORT NEWS | 82387 | JOINT RECRUITING PROGRAM | USACE | 12515 Jefferson Avenue | United States | Virginia | Newport News | Newport News | 23602 | 0.95 | 0.92
5002 | HERT0001 | FT EUSTIS | MUHJ | LANGLEY AFB | ARACT | Northwest of City of Newport News on Washington Boulevard | United States | Virginia | Newport News | Newport News | 23604 | 0.95 | 0.92
185656 | 82387-12517 | NEWMARKET DR NEWPORT NEWS | 82387 | JOINT RECRUITING PROGRAM | USACE | 605 NEWMARKET DRIVE SUITES 21, 22, 23,24 | United States | Virginia | Newport News | Newport News | 23605 | 0.95 | 0.92
182933 | 18081-10201 | 720 THIMBLE SHOALS BLVD NEWPORT NEWS | 18081 | ARMY MISSION SUPPORT | USACE | 720 THIMBLE SHOALS BLVD THIMBLE SHOALS B CTR | United States | Virginia | Newport News | Newport News | 23606 | 0.95 | 0.92
186263 | 801264 | ROCK LANDING D NEWPORT NEWS | 18081 | ARMY MISSION SUPPORT | USACE | Rock Landing Drive | United States | Virginia | Newport News | Newport News | 23606 | 0.95 | 0.92
122 | M68479-0021 | NEWPORT NEWS VA MCRC | M68479 | HDQTRS 4TH MARDIV NEW ORLEANS | MCRES | 7401 Warwick Boulevard | United States | Virginia | Newport News | Newport News | 23607 | 0.95 | 0.92
1170 | N69212-SS | SUPSHIPS NEWPORT NEWS | N69212 | NAVAL WEAPONS STATION YORKTOWN | NAVACT | 3100 Huntington Avenue | United States | Virginia | Newport News | Newport News | 23607 | 0.95 | 0.92
1345 | AAWZ0001 | ACC AMIC SITE # 1 | AAWZ | ACC AMIC | AFACT | 11817 CANON BLVD | United States | Virginia | Newport News | Unknown | 23606 | 0.95 | 0.92
630 | N50092-FA | LITTLE CRK APTS | N50092 | JNTEXPBASE LITTLE CREEK FS VA | NAVACT | 5568 SHORE DRIVE | United States | Virginia | Norfolk | Norfolk | 23455 | 0.93 | 0.9
6551 | 51B55 | NORFOLK | 510NG | VIRGINIA NATIONAL GUARD | ARGUARD | 3777 Va Beach BLVD | United States | Virginia | Norfolk | Norfolk | 23502 | 0.93 | 0.9
188836 | 820711 | 5900 EAST VIRGINIA BEACH BLVD. NORFOLK | 82387 | JOINT RECRUITING PROGRAM | USACE | 5900 East Virginia Beach Boulevard | United States | Virginia | Norfolk | Norfolk | 23502 | 0.93 | 0.9
189125 | 821137 | 5950 E. VIRGINIA BEACH BLVD. NORFOLK | 82387 | JOINT RECRUITING PROGRAM | USACE | 5950 East Virginia Beach Boulevard | United States | Virginia | Norfolk | Norfolk | 23502 | 0.93 | 0.9
6555 | 51755 | NORFOLK USARC #1 | 42560 | 99TH RRC - PENNSYLVANIA | ARRES |  | United States | Virginia | Norfolk | Norfolk | 23504 | 0.93 | 0.9
299 | N57095-SD | SDA AREA | N57095 | NAVSUPPACT NORFOLK VA | NAVACT | 7800 HAMPTON BLVD | United States | Virginia | Norfolk | Norfolk | 23505 | 0.93 | 0.9
190421 | 822199 | 7724 HAMPTON BLVD. NORFOLK | 82387 | JOINT RECRUITING PROGRAM | USACE | 7724 Hampton Boulevard | United States | Virginia | Norfolk | Norfolk | 23505 | 0.93 | 0.9
644 | N57095-LA | LAFAYETTE RVR COMPLEX | N57095 | NAVSUPPACT NORFOLK VA | NAVACT | 6506 HAMPTON BLVD | United States | Virginia | Norfolk | Norfolk | 23508 | 0.93 | 0.9
191645 | 824077 | 4211 MONARCH WAY NORFOLK | 82387 | JOINT RECRUITING PROGRAM | USACE | 4211 Monarch Way | United States | Virginia | Norfolk | Norfolk | 23508 | 0.93 | 0.9
798 | N62688-ZF | SHORE PATROL HQ NORVA | N62688 | NAVSTA NORFOLK VA | NAVACT | 811 East City Hall Avenue | United States | Virginia | Norfolk | Norfolk | 23510 | 0.93 | 0.9
162 | N62688 | NAVSTA NORFOLK VA | N62688 | NAVSTA NORFOLK VA | NAVACT | 1520 GILBERT ST | United States | Virginia | Norfolk | Norfolk | 23511 | 0.93 | 0.9
298 | N57095-FF | FIRE FIGHTERS SCHOOL | N57095 | NAVSUPPACT NORFOLK VA | NAVACT | 1534 PIERSEY ST | United States | Virginia | Norfolk | Norfolk | 23511 | 0.93 | 0.9
706 | N62688-YD | ELIZABETH RVR CHANNEL | N62688 | NAVSTA NORFOLK VA | NAVACT |  | United States | Virginia | Norfolk | Norfolk | 23511 | 0.93 | 0.9
183000 | 18081-10436 | NAVAL AIR RESERVE-NORFOLK NORFOLK | 18081 | ARMY MISSION SUPPORT | USACE | NAVAL AIR RESERVE-NORFOLK 1530 GILBERT ST-BLDG N-26 | United States | Virginia | Norfolk | Norfolk | 23511 | 0.93 | 0.9
183006 | 18081-10435 | NAVAL AIR RESERVE-NORFOLK NORFOLK | 18081 | ARMY MISSION SUPPORT | USACE |  | United States | Virginia | Norfolk | Norfolk | 23511 | 0.93 | 0.9
340 | N62688-YH | HEWITT FARMS | N62688 | NAVSTA NORFOLK VA | NAVACT |  | United States | Virginia | Norfolk | Norfolk | 23518 | 0.93 | 0.9
183003 | 82387-11711 | E LITTLE CRK RD NORFOLK | 82387 | JOINT RECRUITING PROGRAM | USACE | 1710 E LITTLE CRK RD LITTLE CRK SHOPP CTR | United States | Virginia | Norfolk | Norfolk | 23518 | 0.93 | 0.9
183005 | 18081-10439 | NAVAL RESERVE CENTER NORFOLK | 18081 | ARMY MISSION SUPPORT | USACE | NAVAL RESERVE CENTER ONE NAVY DRIVE LITTLE CRK | United States | Virginia | Norfolk | Norfolk | 23521 | 0.93 | 0.9
262 | N32443-SA | NNSY ST HELENA | N32443 | NAVSUPPACT NORFOLK NSY | NAVACT | 900 S. MAIN ST | United States | Virginia | Norfolk | Norfolk | 23523 | 0.93 | 0.9
161 | N57095 | NAVSUPPACT HAMPTON ROADS VA | N57095 | NAVSUPPACT HAMPTON ROADS VA | NAVACT | 7918 BLANDY RD | United States | Virginia | Norfolk | Norfolk | 23551 | 0.93 | 0.9
4059 | 51A25 | BLACKSTONE | 510NG | VIRGINIA NATIONAL GUARD | ARGUARD | 1008 Darvills RD | United States | Virginia | Nottoway | Blackstone | 23824 | 0.87 | 0.83
5040 | 51541 | FORT PICKETT, ARNG MTC | 51541 | FORT PICKETT TRAINING CENTER | ARGUARD | 400 S Main ST | United States | Virginia | Nottoway | Blackstone | 23824 | 0.87 | 0.83
6749 | 51B65 | PETERSBURG | 510NG | VIRGINIA NATIONAL GUARD | ARGUARD | 1800 Baylor Lane | United States | Virginia | Petersburg | Petersburg | 23805 | 0.85 | 0.81
4405 | 51A40 | CHATHAM | 510NG | VIRGINIA NATIONAL GUARD | ARGUARD | 326 S Main ST | United States | Virginia | Pittsylvania | Chatham | 24531 | 0.89 | 0.86
264 | N32443-AG | ST JULIENS CREEK EAST | N32443 | NAVSUPPACT NORFOLK NSY | NAVACT | 400 Magazine Road | United States | Virginia | Portsmouth | Portsmouth | 23323 | 0.93 | 0.9
187785 | N32443-JW | ST JULIENS CREEK WEST | N32443 | NAVSUPPACT NORFOLK NSY | NAVACT | 400 Magazine Road | United States | Virginia | Portsmouth | Portsmouth | 23323 | 0.93 | 0.9
187786 | N32443-SS | NNSY SUBSTA | N32443 | NAVSUPPACT NORFOLK NSY | NAVACT |  | United States | Virginia | Portsmouth | Portsmouth | 23323 | 0.93 | 0.9
6865 | 51B70 | PORTSMOUTH | 510NG | VIRGINIA NATIONAL GUARD | ARGUARD | 3200 Elmhurst Ln | United States | Virginia | Portsmouth | Portsmouth | 23701 | 0.93 | 0.9
187902 | 810043 | 3537 AIRLINE BLVD PORTSMOUTH | 82387 | JOINT RECRUITING PROGRAM | USACE |  | United States | Virginia | Portsmouth | Portsmouth | 23701 | 0.93 | 0.9
469 | N32443-IA | NNSY STANLEY COURT | N32443 | NAVSUPPACT NORFOLK NSY | NAVACT | 4900 Deep Creek Boulevard | United States | Virginia | Portsmouth | Portsmouth | 23702 | 0.93 | 0.9
358 | N62688-HC | HOECHST-CELANESE PLANT | N62688 | NAVSTA NORFOLK VA | NAVACT | 3340 West Norfolk Road | United States | Virginia | Portsmouth | Portsmouth | 23703 | 0.93 | 0.9
1075 | N62688-YF | CRANEY ISLAND | N62688 | NAVSTA NORFOLK VA | NAVACT | 4501 Cedar Lane | United States | Virginia | Portsmouth | Portsmouth | 23703 | 0.93 | 0.9
263 | N32443-UA | NNSY SOUTH GATE | N32443 | NAVSUPPACT NORFOLK NSY | NAVACT | 394 Burtons Point Road | United States | Virginia | Portsmouth | Portsmouth | 23704 | 0.93 | 0.9
365 | N32443-NS | NNSY SPSA | N32443 | NAVSUPPACT NORFOLK NSY | NAVACT | 59 1st Street | United States | Virginia | Portsmouth | Portsmouth | 23704 | 0.93 | 0.9
159 | N57095-MH | NAVMEDCEN PORTSMOUTH VA | N57095 | NAVSUPPACT NORFOLK VA | NAVACT | 620 John Paul Jones Circle | United States | Virginia | Portsmouth | Portsmouth | 23708 | 0.93 | 0.9
255 | N32443 | NAVSUPPACT NORFOLK NSY | N32443 | NAVSUPPACT NORFOLK NSY | NAVACT | 100 Williams Street | United States | Virginia | Portsmouth | Portsmouth | 23709 | 0.93 | 0.9
261 | N32443-RA | NNSY NEW GOSPORT | N32443 | NAVSUPPACT NORFOLK NSY | NAVACT | 1497 Alabama Avenue | United States | Virginia | Portsmouth | Portsmouth | 23709 | 0.93 | 0.9
468 | N32443-GA | PARADISE CRK DISPOSAL | N32443 | NAVSUPPACT NORFOLK NSY | NAVACT | 900 Victory Boulevard | United States | Virginia | Portsmouth | Portsmouth | 23709 | 0.93 | 0.9
1143 | N32443-SC | NNSY SCOTT CENTER | N32443 | NAVSUPPACT NORFOLK NSY | NAVACT | 310 Andrews Street | United States | Virginia | Portsmouth | Portsmouth | 23709 | 0.93 | 0.9
6875 | 51B75 | POWHATAN | 510NG | VIRGINIA NATIONAL GUARD | ARGUARD | 276 Essayons DR | United States | Virginia | Powhatan | Powhatan | 23139 | 0.89 | 0.86
4925 | 51A90 | FARMVILLE | 510NG | VIRGINIA NATIONAL GUARD | ARGUARD | 813 Longwood AVE | United States | Virginia | Prince Edward | Farmville | 23901 | 0.89 | 0.86
184735 | 82387-12186 | 1417 MAIN STREET FARMVILLE | 82387 | JOINT RECRUITING PROGRAM | USACE | 1417 Main Street | United States | Virginia | Prince Edward | Farmville | 23901 | 0.89 | 0.86
5023 | 51315 | FORT LEE | 51315 | FORT LEE | ARACT | Intersection of Oaklawn Blvd and Lee Ave | United States | Virginia | Prince George | Fort Lee | 23801 | 0.87 | 0.83
185588 | 710949 | 2011 MAHONE AVENUE FORT LEE | 66155 |  | USACE | 2011 Mahone Avenue | United States | Virginia | Prince George | Fort Lee | 23801 | 0.87 | 0.83
189726 | 821862 | 15109 GAFFNEY CIRCLE GAINESVILLE | 70132 | INDEPENDENT DUTY HOUSING PROGRAM | USACE | 15109 Gaffney Circle | United States | Virginia | Prince William | Gainesville | 20155 | 0.95 | 0.92
25 | M00264-0001 | Marine Corps Base Quantico | M00264 | MARINE CORPS BASE QUANTICO VA | MCACT | 3250 Catlin Avenue | United States | Virginia | Prince William | Quantico | 22134 | 1.03 | 1.01
26 | M00264-0002 | MARINE CORPS MUSEUM | M00264 | MARINE CORPS BASE QUANTICO VA | MCACT | 18900 Jefferson Davis Highway | United States | Virginia | Prince William | Triangle | 22135 | 1.03 | 1.01
182279 | 82387-12666 | POTOMAC FESTIVAL WOODBRIDGE | 82387 | JOINT RECRUITING PROGRAM | USACE | POTOMAC FESTIVAL I SUITES 14571 & 14569 | United States | Virginia | Prince William | Woodbridge | 22191 | 1.03 | 1.01
191626 | 824114 | 14029 CROSSING PLACE WOODBRIDGE | 82387 | JOINT RECRUITING PROGRAM | USACE | 14029 Crossing Place | United States | Virginia | Prince William | Woodbridge | 22191 | 1.03 | 1.01
188193 | M00264-WA | WORTH AVE | M00264 | MARINE CORPS BASE QUANTICO VA | MCACT | Worth Avenue | United States | Virginia | Prince William | Woodbridge | 22192 | 1.03 | 1.01
191625 | 824153 | 13725 FOULGER SQUARE WOODBRIDGE | 82387 | JOINT RECRUITING PROGRAM | USACE | 13725 Foulger Square | United States | Virginia | Prince William | Woodbridge | 22192 | 1.03 | 1.01
6896 | 51B80 | PULASKI | 510NG | VIRGINIA NATIONAL GUARD | ARGUARD | 140 1st ST NW | United States | Virginia | Pulaski | Pulaski | 24301 | 0.89 | 0.86
6406 | 51780 | NEW RIVER VALLEY MEM USARC | 42560 | 99TH RRC - PENNSYLVANIA | ARRES |  | United States | Virginia | Pulaski | Unknown | 24084 | 0.89 | 0.86
6925 | 51B85 | RADFORD | 510NG | VIRGINIA NATIONAL GUARD | ARGUARD | 901 W Main ST | United States | Virginia | Radford | Radford | 24141 | 0.95 | 0.92
6926 | 51565 | RADFORD AAP | 51565 | RADFORD ARMY AMMUNITION PLANT | ARACT | Rt 114, Peppers Ferry Road | United States | Virginia | Radford | Radford | 24143 | 0.95 | 0.92
188766 | 820768 | 400 N. EIGHTH STREET RICHMOND | 82387 | JOINT RECRUITING PROGRAM | USACE | 400 N. Eighth Street | United States | Virginia | Richmond | Richmond | 23219 | 0.89 | 0.86
189694 | 821828 | 500 EAST MARSHALL STREET RICHMOND | 82387 | JOINT RECRUITING PROGRAM | USACE | 500 East Marshall Street | United States | Virginia | Richmond | Richmond | 23219 | 0.89 | 0.86
190767 | 823090 | 505 N 32ND STREET RICHMOND | 70132 | INDEPENDENT DUTY HOUSING PROGRAM | USACE | 505 N. 32nd Street | United States | Virginia | Richmond | Richmond | 23223 | 0.89 | 0.86
3663 | 51796 | 1LT JIMMIE L. MONTEITH USARC | 42560 | 99TH RRC - PENNSYLVANIA | ARRES | 1741 E Belt Blvd | United States | Virginia | Richmond | Richmond | 23224 | 0.89 | 0.86
7764 | 51C05 | WALLER DEPOT | 510NG | VIRGINIA NATIONAL GUARD | ARGUARD | 1800 Carmel DR | United States | Virginia | Richmond | Richmond | 23230 | 0.89 | 0.86
185795 | 82387-10837 | 411 EAST FRANKLIN ST RICHMOND | 82387 | JOINT RECRUITING PROGRAM | USACE | 411 East Franklin Street | United States | Virginia | Richmond | Richmond | 23230 | 0.89 | 0.86
190294 | 710035 | 1602 WILLOW LAWN DR RICHMOND | 82387 | JOINT RECRUITING PROGRAM | USACE | 1602 WILLOW LAWN DR BAY 301D | United States | Virginia | Richmond | Richmond | 23230 | 0.89 | 0.86
188654 | 820687 | 11911 MISTY COVE COURT RICHMOND | 37225 | FORT BRAGG | ARACT | 11911 Misty Cove Court | United States | Virginia | Richmond | Richmond | 23233 | 0.89 | 0.86
188655 | 820685 | 11941 MISTY COVE COURT RICHMOND | 37225 | FORT BRAGG | ARACT | 11941 Misty Cove Court | United States | Virginia | Richmond | Richmond | 23233 | 0.89 | 0.86
188784 | 820572 | 4401 BREEZY BAY CIRCLE RICHMOND | 37225 | FORT BRAGG | ARACT | 4401 Breezy Bay Circle | United States | Virginia | Richmond | Richmond | 23233 | 0.89 | 0.86
188787 | 820601 | 4421 BREEZY BAY CIRCLE RICHMOND | 37225 | FORT BRAGG | ARACT | 4421 Breezy Bay Circle | United States | Virginia | Richmond | Richmond | 23233 | 0.89 | 0.86
6997 | 51015 | RICHMOND AFRC | 42560 | 99TH RRC - PENNSYLVANIA | ARRES | 6002 Strathmore Road | United States | Virginia | Richmond | Richmond | 23234 | 0.89 | 0.86
184326 | 82387-11433 | BUFORD RD RICHMOND | 82387 | JOINT RECRUITING PROGRAM | USACE | 21 BUFORD ROAD | United States | Virginia | Richmond | Richmond | 23235 | 0.89 | 0.86
190068 | 822230 | 3809 CEDAR GROVE ROAD RICHMOND | 70132 | INDEPENDENT DUTY HOUSING PROGRAM | USACE | 3809 Cedar Grove Road | United States | Virginia | Richmond | Richmond | 23235 | 0.89 | 0.86
190583 | 822263 | 11225 MIDLOTHIAN TURNPIKE RICHMOND | 82387 | JOINT RECRUITING PROGRAM | USACE | 11225 Midlothian Turnpike | United States | Virginia | Richmond | Richmond | 23235 | 0.89 | 0.86
184322 | 82387-12025 | HULL ST RICHMOND | 82387 | JOINT RECRUITING PROGRAM | USACE | 9503 HULL ST, S-B 9505 HULL ST, S-D | United States | Virginia | Richmond | Richmond | 23236 | 0.89 | 0.86
184324 | 82387-11330 | ARBORETUM V RICHMOND | 82387 | JOINT RECRUITING PROGRAM | USACE | ARBORETUM V 9210 ARBORETUM PKWY | United States | Virginia | Richmond | Richmond | 23236 | 0.89 | 0.86
185629 | 18081-10222 | 9100 ARBORETUM PARKW RICHMOND | 18081 | ARMY MISSION SUPPORT | USACE | 9100 ARBORETUM PARKW | United States | Virginia | Richmond | Richmond | 23236 | 0.89 | 0.86
4485 | 51702 | COL ERNEST H. DERVISHIAN USARC | 42560 | 99TH RRC - PENNSYLVANIA | ARRES | 6700 Strathmore Road | United States | Virginia | Richmond | Richmond | 23237 | 0.89 | 0.86
191235 | 51A45 | CHESTERFIELD LIMITED AASF | 510NG | VIRGINIA NATIONAL GUARD | ARGUARD |  | United States | Virginia | Richmond | Richmond | 23237 | 0.89 | 0.86
184327 | 82387-11254 | 9058 W BROAD STREET RICHMOND | 82387 | JOINT RECRUITING PROGRAM | USACE | 9058 W BROAD STREET TUCKERNUCK SQUARE | United States | Virginia | Richmond | Richmond | 23294 | 0.89 | 0.86
191216 | 823278 | 7801 WEST BROAD STREET RICHMOND | 82387 | JOINT RECRUITING PROGRAM | USACE | 7801 West Broad Street | United States | Virginia | Richmond | Richmond | 23294 | 0.89 | 0.86
4681 | 51595 | DEF GEN SUPPLY CENTER | 51595 | DEFENSE SUPPLY CENTER RICHMOND | ARACT | 6700 Strathmore Rd | United States | Virginia | Richmond | Richmond | 23297 | 0.89 | 0.86
189917 | 821986 | 4300 KINGS CHASE DRIVE ROANOKE | 70132 | INDEPENDENT DUTY HOUSING PROGRAM | USACE | 4300 Kings Chase Drive | United States | Virginia | Roanoke | Roanoke | 24018 | 0.89 | 0.86
1316 | N60191-RO | NAVOPSPTCEN ROANOKE VA | N60191 | NAS OCEANA VA | NAVACT | 5301 Barns Avenue Northwest | United States | Virginia | Roanoke | Roanoke | 24019 | 0.89 | 0.86
182910 | 82387-12639 | PETERS CREEK ROANOKE | 82387 | JOINT RECRUITING PROGRAM | USACE | 5375 PETERS CREEK | United States | Virginia | Roanoke | Roanoke | 24019 | 0.89 | 0.86
182911 | 82387-10946 | 5175 PETERS CREEK ROAD ROANOKE | 82387 | JOINT RECRUITING PROGRAM | USACE | 5175 PETERS CREEK ROAD SUITE 1A | United States | Virginia | Roanoke | Roanoke | 24019 | 0.89 | 0.86
190397 | 822524 | 5916 CAROLINA TRAIL ROANOKE | 70132 | INDEPENDENT DUTY HOUSING PROGRAM | USACE | 5916 Carolina Trail | United States | Virginia | Roanoke | Roanoke | 24019 | 0.89 | 0.86
184736 | 711000 | 306A E MAIN STREET SALEM | 82387 | JOINT RECRUITING PROGRAM | USACE | 306A E MAIN STREET | United States | Virginia | Salem | Salem | 24153 | 0.89 | 0.86
191848 | 824435 | 1810 MCCAULEY AVE SALEM | 70132 | INDEPENDENT DUTY HOUSING PROGRAM | USACE | 1810 McCauley Avenue | United States | Virginia | Salem | Salem | 24153 | 0.89 | 0.86
5172 | 51B10 | GATE CITY | 510NG | VIRGINIA NATIONAL GUARD | ARGUARD | 157 Beech ST | United States | Virginia | Scott | Gate City | 24251 | 0.89 | 0.86
7961 | 51C96 | WOODSTOCK ARMORY | 510NG | VIRGINIA NATIONAL GUARD | ARGUARD | 501 N Main ST | United States | Virginia | Shenandoah | Woodstock | 22664 | 0.89 | 0.86
6171 | 51743 | MG GUY B. DENIT USARC-MARION | 42560 | 99TH RRC - PENNSYLVANIA | ARRES | 4444 Lee Highway. | United States | Virginia | Smyth | Marion | 24354 | 0.89 | 0.86
7321 | 51C45 | MG CARROLL THACKSTON | 510NG | VIRGINIA NATIONAL GUARD | ARGUARD | 2525 S Carson ST | United States | Virginia | South Boston (City) | South Boston | 24592 | 0.89 | 0.86
190739 | 823099 | 11104 SABRE COURT SPOTSYLVANIA | 70132 | INDEPENDENT DUTY HOUSING PROGRAM | USACE | 11104 Sabre Court | United States | Virginia | Spotsylvania | Spotsylvania | 22553 | 0.89 | 0.86
188188 | M00264-SB | CENTER STREET | M00264 | MARINE CORPS BASE QUANTICO VA | MCACT |  | United States | Virginia | Stafford | Garrisonville | 22554 | 1.03 | 1.01
191583 | M00264-GR | GREENSPRING DR | M00264 | MARINE CORPS BASE QUANTICO VA | MCACT |  | United States | Virginia | Stafford | Garrisonville | 22554 | 1.03 | 1.01
188187 | M00264-SA | TECH PKWY | M00264 | MARINE CORPS BASE QUANTICO VA | MCACT |  | United States | Virginia | Stafford | Garrisonville | 22556 | 1.03 | 1.01
188190 | M00264-SD | TECH PKWY2 | M00264 | MARINE CORPS BASE QUANTICO VA | MCACT |  | United States | Virginia | Stafford | Garrisonville | 22556 | 1.03 | 1.01
188192 | M00264-SF | BARRETT HGTS | M00264 | MARINE CORPS BASE QUANTICO VA | MCACT |  | United States | Virginia | Stafford | Garrisonville | 22556 | 1.03 | 1.01
188439 | M00264-SG | GARRISONVILLE ROAD | M00264 | MARINE CORPS BASE QUANTICO VA | MCACT |  | United States | Virginia | Stafford | Garrisonville | 22556 | 1.03 | 1.01
191594 | M00264-SH | TECH PARKWAY 3 | M00264 | MARINE CORPS BASE QUANTICO VA | MCACT |  | United States | Virginia | Stafford | Garrisonville | 22556 | 1.03 | 1.01
598 | N68469-MR | MIDWAY RESEARCH CENTER | N68469 | NAVAL SUPPORT ACTIVITY WASH | NAVACT | 635 Telegraph Road | United States | Virginia | Stafford | Stafford | 22554 | 1.03 | 1.01
170590 | VAL89 | NSCBT STAFFORD | WHS01 | WASHINGTON HEADQUARTERS | WHS | 39 Tech Parkway | United States | Virginia | Stafford | Stafford | 22554 | 1.03 | 1.01
188189 | M00264-SC | CORPORATE DRIVE | M00264 | MARINE CORPS BASE QUANTICO VA | MCACT |  | United States | Virginia | Stafford | Stafford | 22554 | 1.03 | 1.01
188191 | M00264-SE | TOWN CENTER | M00264 | MARINE CORPS BASE QUANTICO VA | MCACT |  | United States | Virginia | Stafford | Stafford | 22554 | 1.03 | 1.01
184328 | 82387-13011 | STAFFORD MARKET STAFFORD | 82387 | JOINT RECRUITING PROGRAM | USACE | 1515 STAFFORD MARKET SUITE 109 | United States | Virginia | Stafford | Stafford | 22555 | 1.03 | 1.01
190856 | VALA6 | N STAFFORD COMM BUSINESS BLDG 5 | WHS01 | WASHINGTON HEADQUARTERS | WHS | 39 Tech Parkway | United States | Virginia | Stafford | Stafford | 22556 | 1.03 | 1.01
7420 | 51C50 | STAUNTON | 510NG | VIRGINIA NATIONAL GUARD | ARGUARD | 557 Calcert ST | United States | Virginia | Staunton | Staunton | 24401 | 0.89 | 0.86
7421 | 51C55 | STAUNTON (OMS#12) | 510NG | VIRGINIA NATIONAL GUARD | ARGUARD | 4620 Alpha AVE | United States | Virginia | Staunton | Staunton | 24401 | 0.89 | 0.86
184880 | 82387-12704 | RICHMOND AVE STAUNTON | 82387 | JOINT RECRUITING PROGRAM | USACE | 823 RICHMOND AVENUE | United States | Virginia | Staunton | Staunton | 24401 | 0.89 | 0.86
190881 | 702394 | 148 BURNETT WAY SUFFOLK | 82387 | JOINT RECRUITING PROGRAM | USACE | 148 BURNETT WAY FREEDOM PLAZA, UNITS 101,102 & 103 | United States | Virginia | Suffolk | Suffolk | 23432 | 0.89 | 0.86
297 | N57095-YJ | TRANS FAC DRIVER | N57095 | NAVSUPPACT NORFOLK VA | NAVACT | 3300 Sleepy Hole Road | United States | Virginia | Suffolk | Suffolk | 23434 | 0.89 | 0.86
7461 | 51C65 | SUFFOLK | 510NG | VIRGINIA NATIONAL GUARD | ARGUARD | 1400 N Main ST | United States | Virginia | Suffolk | Suffolk | 23434 | 0.89 | 0.86
3668 | 51455 | 1LT RICHARD T SHEA USARC | 42560 | 99TH RRC - PENNSYLVANIA | ARRES | 3502 Bennett Creek Park Road | United States | Virginia | Suffolk | Unknown | 23666 | 0.93 | 0.9
4353 | 51B90 | CEDAR BLUFF | 510NG | VIRGINIA NATIONAL GUARD | ARGUARD | 175 Essayons DR | United States | Virginia | Tazewell | Cedar Bluff | 24609 | 0.89 | 0.86
6754 | 51815 | PFC CLOYSE E. HALL USARC | 42560 | 99TH RRC - PENNSYLVANIA | ARRES | 1915 Blvd-Roanoke | United States | Virginia | Unknown | Unknown | 24153 | 0.89 | 0.86
884 | N60191-FZ | AICUZ ESMT/FENTRESS | N60191 | NAS OCEANA VA | NAVACT | 822 Fentress Airfield Road | United States | Virginia | Virginia Beach | Virginia Beach | 23322 | 0.95 | 0.92
1040 | N60191-AD | ALF FENTRESS CHESAPKE | N60191 | NAS OCEANA VA | NAVACT | 2500 Lockheed Avenue | United States | Virginia | Virginia Beach | Virginia Beach | 23322 | 0.95 | 0.92
646 | N60191-OA | SALT MARSH POINT | N60191 | NAS OCEANA VA | NAVACT | 1099 Atlantis Drive | United States | Virginia | Virginia Beach | Virginia Beach | 23451 | 0.95 | 0.92
799 | N50092-YE | JEBLCFS ATLANTIC BEACH | N50092 | JNTEXPBASE LITTLE CREEK FS VA | NAVACT |  | United States | Virginia | Virginia Beach | Virginia Beach | 23451 | 0.95 | 0.92
1169 | N60191-OC | OWLS CREEK | N60191 | NAS OCEANA VA | NAVACT | 1000 Bells Road | United States | Virginia | Virginia Beach | Virginia Beach | 23451 | 0.95 | 0.92
1338 | N50092-IA | JEBLCFS HOUSING AREA | N50092 | JNTEXPBASE LITTLE CREEK FS VA | NAVACT |  | United States | Virginia | Virginia Beach | Virginia Beach | 23451 | 0.95 | 0.92
1622 | ERVD0001 | CAMP PENDLETON ANG SITE # 1 | ERVD | CAMP PENDLETON ANG | AFGUARD | 203 Red Horse Drive | United States | Virginia | Virginia Beach | Virginia Beach | 23451 | 0.93 | 0.9
4278 | 51419 | CAMP PENDLETON SMR | 510NG | VIRGINIA NATIONAL GUARD | ARGUARD | 320 33Rd ST | United States | Virginia | Virginia Beach | Virginia Beach | 23451 | 0.93 | 0.9
7729 | 51C72 | VIRGINIA BEACH | 510NG | VIRGINIA NATIONAL GUARD | ARGUARD | 600 Dyson ST | United States | Virginia | Virginia Beach | Virginia Beach | 23451 | 0.93 | 0.9
188872 | 820706 | 744 SALTMEADOW BAY DRIVE VIRGINIA BEACH | 37225 | FORT BRAGG | ARACT | 744 Saltmeadow Bay Drive | United States | Virginia | Virginia Beach | Virginia Beach | 23451 | 0.93 | 0.9
293 | N60191-NX | NEXCOM HEADQUARTERS | N60191 | NAS OCEANA VA | NAVACT | 3280 Virginia Beach Boulevard | United States | Virginia | Virginia Beach | Virginia Beach | 23452 | 0.95 | 0.92
170743 | 51A06 | VIRGINIA BEACH SFRO | 510NG | VIRGINIA NATIONAL GUARD | ARACT |  | United States | Virginia | Virginia Beach | Virginia Beach | 23452 | 0.93 | 0.9
185031 | 82387-12163 | LYNNHAVEN PKWY VIRGINIA BEACH | 82387 | JOINT RECRUITING PROGRAM | USACE | 829 LYNNHAVEN PKWY UNIT 14 | United States | Virginia | Virginia Beach | Virginia Beach | 23452 | 0.93 | 0.9
628 | N60191-AB | NSRR/US58 VA BEACH VA | N60191 | NAS OCEANA VA | NAVACT | 2106 West Great Neck Road | United States | Virginia | Virginia Beach | Virginia Beach | 23454 | 0.95 | 0.92
647 | N60191-OE | CLEAR ZONE RWY 32 | N60191 | NAS OCEANA VA | NAVACT | 2188 Potters Road | United States | Virginia | Virginia Beach | Virginia Beach | 23454 | 0.95 | 0.92
872 | N60191-AI | STATE HWY ROUTE 44 | N60191 | NAS OCEANA VA | NAVACT | 1700 Virginia Beach Boulevard | United States | Virginia | Virginia Beach | Virginia Beach | 23454 | 0.95 | 0.92
874 | N60191-CB | WEST NECK CRK VA | N60191 | NAS OCEANA VA | NAVACT | 2000 Chapel Lake Drive | United States | Virginia | Virginia Beach | Virginia Beach | 23454 | 0.95 | 0.92
1044 | N60191-OD | OCEANA/BOOTH (MOORE) | N60191 | NAS OCEANA VA | NAVACT | 2078 Potters Road | United States | Virginia | Virginia Beach | Virginia Beach | 23454 | 0.95 | 0.92
1325 | N60191-DB | LONDON BRIDGE CREEK VA | N60191 | NAS OCEANA VA | NAVACT | 20 London Bridge Road | United States | Virginia | Virginia Beach | Virginia Beach | 23454 | 0.95 | 0.92
1326 | N60191-ZA | OCEANA SCH VA BEACH VA | N60191 | NAS OCEANA VA | NAVACT | 90 Oceana Boulevard | United States | Virginia | Virginia Beach | Virginia Beach | 23454 | 0.95 | 0.92
306 | N60191-CG | CG STATION PUNGO VA | N60191 | NAS OCEANA VA | NAVACT | 1824 Princess Anne Road | United States | Virginia | Virginia Beach | Virginia Beach | 23456 | 0.95 | 0.92
185032 | 82387-12677 | PRINCESS ANN RD VIRGINIA BEACH | 82387 | JOINT RECRUITING PROGRAM | USACE | 3809 PRINCESS ANN RD#108D 3813 PRINCESS ANN RD #127 | United States | Virginia | Virginia Beach | Virginia Beach | 23456 | 0.93 | 0.9
157 | N50092 | JNTEXPBASE LITTLE CREEK FS VA | N50092 | JNTEXPBASE LITTLE CREEK FS VA | NAVACT |  | United States | Virginia | Virginia Beach | Virginia Beach | 23459 | 0.95 | 0.92
5055 | N50092-FS | JEBLCFS EAST | N50092 | JNTEXPBASE LITTLE CREEK FS VA | NAVACT |  | United States | Virginia | Virginia Beach | Virginia Beach | 23459 | 0.95 | 0.92
163 | N60191 | Naval Air Station Oceana VA | N60191 | NAS OCEANA VA | NAVACT | 1750 Tomcat Boulevard | United States | Virginia | Virginia Beach | Virginia Beach | 23460 | 0.95 | 0.92
304 | N60191-MM | MIDWAY MANOR | N60191 | NAS OCEANA VA | NAVACT | 960 Windsor Oaks Boulevard | United States | Virginia | Virginia Beach | Virginia Beach | 23460 | 0.95 | 0.92
875 | N60191-OZ | AICUZ ESMT/OCEANA | N60191 | NAS OCEANA VA | NAVACT | 2702 Sonic Drive | United States | Virginia | Virginia Beach | Virginia Beach | 23460 | 0.95 | 0.92
185849 | 18081-10437 | NAVAL AIR STATION-OCEANA VIRGINIA BEACH | 18081 | ARMY MISSION SUPPORT | USACE | NAVAL AIR STATION-OCEANA 1896 LASER RD BLDG 531 | United States | Virginia | Virginia Beach | Virginia Beach | 23460 | 0.95 | 0.92
645 | N60191-DN | DAM NECK | N60191 | NAS OCEANA VA | NAVACT | 1912 Regulus Avenue | United States | Virginia | Virginia Beach | Virginia Beach | 23461 | 0.95 | 0.92
185034 | 82387-12050 | INDEPENDENCE BLVD VIRGINIA BEACH | 82387 | JOINT RECRUITING PROGRAM | USACE | 287 INDEPENDENCE BVD PEMBROKE TWO, 101 & 102 | United States | Virginia | Virginia Beach | Virginia Beach | 23462 | 0.93 | 0.9
185035 | 82387-10108 | 1115 INDEPENDENCE BL VIRGINIA BEACH | 82387 | JOINT RECRUITING PROGRAM | USACE | 1115 INDEPENDENCE BL SUITE 215 | United States | Virginia | Virginia Beach | Virginia Beach | 23462 | 0.93 | 0.9
191700 | 824228 | 3813 PRINCESS ANNE ROAD VIRGINIA BEACH | 82387 | JOINT RECRUITING PROGRAM | USACE | 3813 Princess Anne Road | United States | Virginia | Virginia Beach | Virginia Beach | 23462 | 0.93 | 0.9
892 | N50092-AG | BAYSIDE BOROUGH VA BCH | N50092 | JNTEXPBASE LITTLE CREEK FS VA | NAVACT | 2000 Amphibious Drive | United States | Virginia | Virginia Beach | Virginia Beach | 23521 | 0.95 | 0.92
3707 | 51A33 | ABINGDON | 510NG | VIRGINIA NATIONAL GUARD | ARGUARD | 17384 Lee HWY | United States | Virginia | Washington | Abingdon | 24210 | 0.89 | 0.86
3708 | 51685 | ABINGDON MEMORIAL USARC | 42560 | 99TH RRC - PENNSYLVANIA | ARRES | 571 Walden Road | United States | Virginia | Washington | Abingdon | 24210 | 0.89 | 0.86
1226 | N61151-CL | COLONIAL BEACH | N61151 | NSA SOUTH POTOMAC | NAVACT |  | United States | Virginia | Westmoreland | Colonial Beach | 22443 | 0.89 | 0.86
185917 | N47608-WC | WESTMORELAND CO VA | N47608 | NAS PATUXENT RIVER MD | NAVACT |  | United States | Virginia | Westmoreland | Dahlgren | 22448 | 1.04 | 1.03
1227 | N61151-CP | COLES PT STA 41 | N61151 | NSA SOUTH POTOMAC | NAVACT |  | United States | Virginia | Westmoreland | Westmoreland | 22469 | 0.89 | 0.86
1222 | N61151-AA | KIDD STA 29 | N61151 | NSA SOUTH POTOMAC | NAVACT | 645 North Independence Drive | United States | Virginia | Westmoreland | Westmoreland | 22520 | 0.89 | 0.86
1223 | N61151-AX | COPSICO STATION | N61151 | NSA SOUTH POTOMAC | NAVACT | 6120 Mount Holly Road | United States | Virginia | Westmoreland | Westmoreland | 22520 | 0.89 | 0.86
1231 | N61151-HA | MUSE BEACH | N61151 | NSA SOUTH POTOMAC | NAVACT | 523 Muse Road | United States | Virginia | Westmoreland | Westmoreland | 22520 | 0.89 | 0.86
1236 | N61151-LE | STRATFORD HALL | N61151 | NSA SOUTH POTOMAC | NAVACT | 122 Haulover Circle | United States | Virginia | Westmoreland | Westmoreland | 22520 | 0.89 | 0.86
1239 | N61151-WF | WAKE FIELD | N61151 | NSA SOUTH POTOMAC | NAVACT | 209 Monument Drive | United States | Virginia | Westmoreland | Westmoreland | 22520 | 0.89 | 0.86
652 | N69212-CA | CHEATHAM ANNEX | N69212 | NAVAL WEAPONS STATION YORKTOWN | NAVACT |  | United States | Virginia | Williamsburg | Williamsburg | 23185 | 0.95 | 0.92
693 | N69212-CP | CAMP PEARY (NON-CNIC) | N69212 | NAVAL WEAPONS STATION YORKTOWN | NAVACT | 231884005 | United States | Virginia | Williamsburg | Williamsburg | 23188 | 0.95 | 0.92
185036 | 800127 | 5212-B MONTICELLO AVENUE WILLIAMSBURG | 82387 | JOINT RECRUITING PROGRAM | USACE | 5212-B Monticello Avenue | United States | Virginia | Williamsburg | Williamsburg | 23188 | 0.95 | 0.92
184514 | 18081-10079 | 201 PRINCE FREDERICK DRIVE WINCHESTER | 18081 | ARMY MISSION SUPPORT | USACE | 201 PRINCE FREDERICK DRIVE COE TRANSATLANTIC | United States | Virginia | Winchester | Winchester | 22601 | 0.89 | 0.86
184515 | 82387-12973 | SOUTH LOUDON ST WINCHESTER | 82387 | JOINT RECRUITING PROGRAM | USACE | SOUTH LOUDON STREET 2113,2115,2117,2119 | United States | Virginia | Winchester | Winchester | 22601 | 0.89 | 0.86
170798 | 51C92 | WINCHESTER | 510NG | VIRGINIA NATIONAL GUARD | ARGUARD |  | United States | Virginia | Winchester | Winchester | 22602 | 0.89 | 0.86
4040 | 51A20 | BIG STONE GAP | 510NG | VIRGINIA NATIONAL GUARD | ARGUARD | 2100 Shawnee AVE E | United States | Virginia | Wise | Big Stone Gap | 24219 | 0.89 | 0.86
182278 | 82387-10214 | 131 PLAZA ROAD WISE | 82387 | JOINT RECRUITING PROGRAM | USACE | 131 PLAZA ROAD, STE5 WISE COUNTY PLAZA | United States | Virginia | Wise | Wise | 24293 | 0.89 | 0.86
189274 | 821130 | 215 COMMONWEALTH DRIVE WYTHEVILLE | 82387 | JOINT RECRUITING PROGRAM | USACE | 215 Commonwealth Drive | United States | Virginia | Wythe | Wytheville | 24382 | 0.89 | 0.86
654 | N69212-YG | YORKTOWN FUEL DEPOT | N69212 | NAVAL WEAPONS STATION YORKTOWN | NAVACT |  | United States | Virginia | York | Yorktown | 23690 | 0.95 | 0.92
215 | N69212 | NAVAL WEAPONS STATION YORKTOWN | N69212 | NAVAL WEAPONS STATION YORKTOWN | NAVACT | 1797 Old Williamsburg Road | United States | Virginia | York | Yorktown | 23691 | 0.95 | 0.92
185820 | 18081-10438 | NAVAL RES RECR-YORKTOWN YORKTOWN | 18081 | ARMY MISSION SUPPORT | USACE | NAVAL RES RECR-YORKTOWN 1737 OLD WILLIAMSBURG RD | United States | Virginia | York | Yorktown | 23691 | 0.95 | 0.92
185061 | 82387-11921 | GEO WASHINGTON YORKTOWN | 82387 | JOINT RECRUITING PROGRAM | USACE | 8100 GEO WASHINGTON PATRIOTS SQ SHP CTR | United States | Virginia | York | Yorktown | 23692 | 0.95 | 0.92
191849 | 824507 | 1815 SOLAR HILLS DRIVE CLARKSTON | 70132 | INDEPENDENT DUTY HOUSING PROGRAM | USACE | 1815 Solar Hills Drive | United States | Washington | Asotin | Clarkston | 99403 | 1.07 | 1.1
170331 | 53444 | STR FNT RECRITING - KENNEWICK | 530NG | WASHINGTON NATIONAL GUARD | ARGUARD |  | United States | Washington | Benton | Kennewick | 99336 | 1.07 | 1.1
183624 | 82387-11909 | GAGE RD KENNEWICK | 82387 | JOINT RECRUITING PROGRAM | USACE | 8390 GAGE RD COLUMBIA CNTR WEST | United States | Washington | Benton | Kennewick | 99336 | 1.07 | 1.1
191225 | 823571 | 910 S COLUMBIA CENTER BLVD KENNEWICK | 82387 | JOINT RECRUITING PROGRAM | USACE | 910 S. Columbia Center Boulevard | United States | Washington | Benton | Kennewick | 99336 | 1.07 | 1.1
190219 | 53B73 | TRI CITIES RC AND FMS | 530NG | WASHINGTON NATIONAL GUARD | ARGUARD |  | United States | Washington | Benton | Richland |  | 1.07 | 1.1
7842 | 53C00 | WENATCHEE | 530NG | WASHINGTON NATIONAL GUARD | ARGUARD | 604 Ringold ST | United States | Washington | Chelan | Wenatchee | 98801 | 1.07 | 1.1
7843 | 53965 | WENATCHEE USARC | 530NG | WASHINGTON NATIONAL GUARD | ARGUARD | 8044 HWY 231 Bypass | United States | Washington | Chelan | Wenatchee | 98801 | 1.07 | 1.1
184252 | 82387-10536 | 230 GRANT ROAD WENATCHEE | 82387 | JOINT RECRUITING PROGRAM | USACE | 230 Grant Road | United States | Washington | Chelan | Wenatchee | 98801 | 1.07 | 1.1
185763 | 710436 | 112 DEL GUZZI DR PORT ANGELES | 82387 | JOINT RECRUITING PROGRAM | USACE | 112 Del Guzzi Dr Suite 1A, 1B, 1C | United States | Washington | Clallam | Port Angeles | 98362 | 1.2 | 1.24
485 | N68436-EH | EDIZ HOOK | N68436 | NAVAL BASE KITSAP BREMERTON WA | NAVACT | 1 Ediz Hook Road | United States | Washington | Clallam | Port Angeles | 98363 | 1.2 | 1.24
187110 | 801110 | W MAIN STREET BATTLE GROUND | 82387 | JOINT RECRUITING PROGRAM | USACE | W Main Street | United States | Washington | Clark | Battle Ground | 98604 | 1.07 | 1.1
7699 | 53975 | VANCOUVER BARRACKS CEMETERY | 27864 | 88TH RRC - MINNESOTA | ARRES | 987 MCCLELLAND ROAD | United States | Washington | Clark | Vancouver | 98661 | 1.07 | 1.1
182975 | 82387-12218 | MALL DR VANCOUVER | 82387 | JOINT RECRUITING PROGRAM | USACE | 8109 NE VANCOUVER MALL DR, BLDG 4 | United States | Washington | Clark | Vancouver | 98662 | 1.07 | 1.1
182977 | 82387-12501 | NE 41ST ST VANCOUVER | 82387 | JOINT RECRUITING PROGRAM | USACE | 7600 NE 41ST STREET SUITE 120 | United States | Washington | Clark | Vancouver | 98662 | 1.07 | 1.1
189933 | 822085 | 7905 NE 86TH AVE VANCOUVER | 70132 | INDEPENDENT DUTY HOUSING PROGRAM | USACE | W Main Street | United States | Washington | Clark | Vancouver | 98662 | 1.07 | 1.1
182978 | 82387-11632 | E 15TH ST VANCOUVER | 82387 | JOINT RECRUITING PROGRAM | USACE | 404 EAST 15TH STREET SUITE 10 | United States | Washington | Clark | Vancouver | 98663 | 1.07 | 1.1
190008 | 53229 | VANCOUVER AFRC | 27864 | 88TH RRC - MINNESOTA | ARRES |  | United States | Washington | Clark | Vancouver | 98682 | 1.07 | 1.1
182976 | 800200 | 3415 SE 192ND STREET VANCOUVER | 82387 | JOINT RECRUITING PROGRAM | USACE | 3415 NE 95th Way | United States | Washington | Clark | Vancouver | 98683 | 1.07 | 1.1
186752 | 710717 | 1910 SE 189TH COURT VANCOUVER | 70132 | INDEPENDENT DUTY HOUSING PROGRAM | USACE | 1910 SE 189th Court | United States | Washington | Clark | Vancouver | 98683 | 1.07 | 1.1
189587 | 821676 | 1608 SE 187TH PLACE VANCOUVER | 70132 | INDEPENDENT DUTY HOUSING PROGRAM | USACE | 1608 SE 187th Place | United States | Washington | Clark | Vancouver | 98683 | 1.07 | 1.1
182972 | 82387-10956 | 521 SE 155TH AVE VANCOUVER | 82387 | JOINT RECRUITING PROGRAM | USACE | 521 SE 155TH AVE | United States | Washington | Clark | Vancouver | 98684 | 1.07 | 1.1
189951 | 822138 | 16900 NE 6TH ST VANCOUVER | 70132 | INDEPENDENT DUTY HOUSING PROGRAM | USACE | 16900 NE 6th Street | United States | Washington | Clark | Vancouver | 98684 | 1.07 | 1.1
191139 | 823756 | 16904 SE 4TH ST VANCOUVER | 70132 | INDEPENDENT DUTY HOUSING PROGRAM | USACE | 16904 SE 4th Street | United States | Washington | Clark | Vancouver | 98684 | 1.07 | 1.1
190470 | 822732 | 11716 NW 33RD AVE VANCOUVER | 70132 | INDEPENDENT DUTY HOUSING PROGRAM | USACE | 11716 NW 33rd Avenue | United States | Washington | Clark | Vancouver | 98685 | 1.07 | 1.1
190333 | 822781 | 2623 N. L STREET WASHOUGAL | 70132 | INDEPENDENT DUTY HOUSING PROGRAM | USACE | 2623 N. L Street | United States | Washington | Clark | Washougal | 98671 | 1.07 | 1.1
191522 | 824019 | 845 W X STREET WASHOUGAL | 70132 | INDEPENDENT DUTY HOUSING PROGRAM | USACE | 845 W X Street | United States | Washington | Clark | Washougal | 98671 | 1.07 | 1.1
191721 | 824175 | 843 N P STREET WASHOUGAL | 70132 | INDEPENDENT DUTY HOUSING PROGRAM | USACE | 843 N P Street | United States | Washington | Clark | Washougal | 98671 | 1.07 | 1.1
185749 | 82387-12576 | OCEAN BEACH HWY LONGVIEW | 82387 | JOINT RECRUITING PROGRAM | USACE | 740 OCEAN BEACH HWY SUITES A-D BLDG A | United States | Washington | Cowlitz | Longview | 98362 | 1.07 | 1.1
5950 | 53A70 | LONGVIEW | 530NG | WASHINGTON NATIONAL GUARD | ARGUARD | 819 Vandercook Way | United States | Washington | Cowlitz | Longview | 98632 | 1.07 | 1.1
6714 | 53A90 | PASCO | 530NG | WASHINGTON NATIONAL GUARD | ARGUARD | 127 W Clark ST | United States | Washington | Franklin | Pasco | 99301 | 1.07 | 1.1
6756 | 53900 | PFC DANIEL L WAGENAAR USARC | 27864 | 88TH RRC - MINNESOTA | ARRES | 1011 E Ainsworth Street | United States | Washington | Franklin | Pasco | 99301 | 1.07 | 1.1
4876 | 53A57 | EPHRATA | 530NG | WASHINGTON NATIONAL GUARD | ARGUARD | 426 A ST SE | United States | Washington | Grant | Ephrata | 98823 | 1.07 | 1.1
2071 | GRA10001 | GRANT TRAINING ANNEX SITE # 1 | 53465 | JOINT BASE LEWIS-MCCHORD | AFACT | 7810 Andrews Street | United States | Washington | Grant | Moses Lake | 98837 | 1.07 | 1.1
6285 | 53A77 | MOSES LAKE | 530NG | WASHINGTON NATIONAL GUARD | ARGUARD | 6500 32nd AVE NE | United States | Washington | Grant | Moses Lake | 98837 | 1.07 | 1.1
183444 | 82387-10175 | 124 EAST 3RD AVE MOSES LAKE | 82387 | JOINT RECRUITING PROGRAM | USACE | 124 EAST 3RD AVE | United States | Washington | Grant | Moses Lake | 98837 | 1.07 | 1.1
2330 | JZSU0001 | MCCHORD TRAINING ANNEX SITE # 1 | 53465 | JOINT BASE LEWIS-MCCHORD | AFACT | 844 Mount Entrance Road | United States | Washington | Grant | Moses Lake | 98848 | 1.07 | 1.1
185428 | 82387-10725 | 323 WEST WISHKAH STREET ABERDEEN | 82387 | JOINT RECRUITING PROGRAM | USACE | 323 WEST WISHKAH STREET SUITES A, B, AND C | United States | Washington | Grays Harbor | Aberdeen | 98520 | 1.07 | 1.1
6250 | 53A75 | MONTESANO | 530NG | WASHINGTON NATIONAL GUARD | ARGUARD | 21 N Clemons RD | United States | Washington | Grays Harbor | Montesano | 98563 | 1.07 | 1.1
417 | N68967-PC | PACIFIC BEACH SITE 2 | N68967 | NAVSTA EVERETT WA | NAVACT | 1 Chandler Avenue | United States | Washington | Grays Harbor | Pacific Beach | 98571 | 1.07 | 1.1
418 | N68967-PD | PACIFIC BEACH SITE 3 | N68967 | NAVSTA EVERETT WA | NAVACT | 1 Sprague Place | United States | Washington | Grays Harbor | Pacific Beach | 98571 | 1.07 | 1.1
758 | N68967-PB | PACIFIC BEACH | N68967 | NAVSTA EVERETT WA | NAVACT | 1 1st Street North | United States | Washington | Grays Harbor | Pacific Beach | 98571 | 1.07 | 1.1
819 | N00620-AD | OLF COUPEVILLE | N00620 | NAS WHIDBEY ISLAND WA | NAVACT | 18030 Washington State Highway 20 | United States | Washington | Island | Coupeville | 98239 | 1.23 | 1.27
1017 | N00620-FA | LAKE HANCOCK | N00620 | NAS WHIDBEY ISLAND WA | NAVACT |  | United States | Washington | Island | Oak Harbor | 98253 | 1.23 | 1.27
185889 | N00620-DB | DUGUALLA BAY | N00620 | NAS WHIDBEY ISLAND WA | NAVACT |  | United States | Washington | Island | Oak Harbor | 98277 | 1.23 | 1.27
290 | N00620-SP | SEA PLANE BASE | N00620 | NAS WHIDBEY ISLAND WA | NAVACT | 320 Southeast Pioneer Way | United States | Washington | Island | Oak Harbor | 98278 | 1.23 | 1.27
429 | N00620-RH | RACON HILL | N00620 | NAS WHIDBEY ISLAND WA | NAVACT |  | United States | Washington | Island | Oak Harbor | 98278 | 1.23 | 1.27
183674 | 800190 | 32650 STATE ROUTE 20 OAK HARBOR | 82387 | JOINT RECRUITING PROGRAM | USACE | 32650 State Route 20 | United States | Washington | Island | Oak Harbor | 98278 | 1.23 | 1.27
193 | N00620 | NAS WHIDBEY ISLAND WA | N00620 | NAS WHIDBEY ISLAND WA | NAVACT | 3675 Lexington Street | United States | Washington | Island | Whidbey Island NAS | 98278 | 1.23 | 1.27
480 | N68436-OM | OCTOPUS MOUNTAIN | N68436 | NAVAL BASE KITSAP BREMERTON WA | NAVACT | 121 Church Road | United States | Washington | Jefferson | Brinnon | 98320 | 1.14 | 1.18
192 | N61066 | CNI NAVMAG INDIAN ISLAND | N61066 | CNI NAVMAG INDIAN ISLAND | NAVACT | 100 Indian Island Road | United States | Washington | Jefferson | Port Townsend | 98339 | 1.14 | 1.18
5061 | 53985 | FORT WORDEN CEMETERY | 53465 | JOINT BASE LEWIS-MCCHORD | ARACT | 200 Battery Way | United States | Washington | Jefferson | Port Townsend | 98368 | 1.14 | 1.18
191817 | N68436-KA | KALALOCH WA | N68436 | NAVAL BASE KITSAP BREMERTON WA | NAVACT |  | United States | Washington | Jefferson | Queets | 98331 | 1.14 | 1.18
476 | N68436-SP | SYLOPASH POINT | N68436 | NAVAL BASE KITSAP BREMERTON WA | NAVACT |  | United States | Washington | Jefferson | Quilcene | 98320 | 1.14 | 1.18
486 | N68436-EA | JEFFERSON COUNTY | N68436 | NAVAL BASE KITSAP BREMERTON WA | NAVACT | 1820 Jefferson Street | United States | Washington | Jefferson | Quilcene | 98345 | 1.14 | 1.18
489 | N68436-BP | BOLTON PENINSULA | N68436 | NAVAL BASE KITSAP BREMERTON WA | NAVACT |  | United States | Washington | Jefferson | Quilcene | 98345 | 1.14 | 1.18
501 | N68436-PP | PULALI POINT | N68436 | NAVAL BASE KITSAP BREMERTON WA | NAVACT |  | United States | Washington | Jefferson | Quilcene | 98345 | 1.14 | 1.18
403 | N68436-DH | TOANDOS SITE 8 | N68436 | NAVAL BASE KITSAP BREMERTON WA | NAVACT |  | United States | Washington | Jefferson | Quilcene | 98376 | 1.14 | 1.18
404 | N68436-DI | BOLTON PENINSULA S3 | N68436 | NAVAL BASE KITSAP BREMERTON WA | NAVACT |  | United States | Washington | Jefferson | Quilcene | 98376 | 1.14 | 1.18
405 | N68436-DJ | BOLTON PENINSULA SITE 2 | N68436 | NAVAL BASE KITSAP BREMERTON WA | NAVACT |  | United States | Washington | Jefferson | Quilcene | 98376 | 1.14 | 1.18
406 | N68436-DK | PULALI POINT SITE 2 | N68436 | NAVAL BASE KITSAP BREMERTON WA | NAVACT |  | United States | Washington | Jefferson | Quilcene | 98376 | 1.14 | 1.18
407 | N68436-DL | PULALI POINT SITE 3 | N68436 | NAVAL BASE KITSAP BREMERTON WA | NAVACT |  | United States | Washington | Jefferson | Quilcene | 98376 | 1.14 | 1.18
475 | N68436-WP | WHITNEY POINT | N68436 | NAVAL BASE KITSAP BREMERTON WA | NAVACT |  | United States | Washington | Jefferson | Quilcene | 98376 | 1.14 | 1.18
487 | N68436-DA | TOANDOS PENINSULA | N68436 | NAVAL BASE KITSAP BREMERTON WA | NAVACT |  | United States | Washington | Jefferson | Quilcene | 98376 | 1.14 | 1.18
606 | N68436-ZP | ZELATCHED POINT | N68436 | NAVAL BASE KITSAP BREMERTON WA | NAVACT | 1051 Zelatched Point Road | United States | Washington | Jefferson | Quilcene | 98376 | 1.14 | 1.18
1023 | N68436-DB | TOANDOS SITE 2 | N68436 | NAVAL BASE KITSAP BREMERTON WA | NAVACT |  | United States | Washington | Jefferson | Quilcene | 98376 | 1.14 | 1.18
1069 | N68436-DF | TOANDOS SITE 6 | N68436 | NAVAL BASE KITSAP BREMERTON WA | NAVACT |  | United States | Washington | Jefferson | Quilcene | 98376 | 1.14 | 1.18
1070 | N68436-DG | TOANDOS SITE 7 | N68436 | NAVAL BASE KITSAP BREMERTON WA | NAVACT |  | United States | Washington | Jefferson | Quilcene | 98376 | 1.14 | 1.18
1111 | N68436-DC | TOANDOS SITE 3 | N68436 | NAVAL BASE KITSAP BREMERTON WA | NAVACT |  | United States | Washington | Jefferson | Quilcene | 98376 | 1.14 | 1.18
183544 | 82387-12500 | NE 20TH ST BELLEVUE | 82387 | JOINT RECRUITING PROGRAM | USACE | 14125 NE 20TH ST SUITES 'J' & 'K' | United States | Washington | King | Bellevue | 98007 | 1.1 | 1.14
7367 | 53305 | SSG JOE R. HOOPER USARC | 27864 | 88TH RRC - MINNESOTA | ARRES | 130 1/2 228th St SW | United States | Washington | King | Bothell | 98021 | 1.1 | 1.14
187864 | 810070 | 17327 SE 270TH PLACE COVINGTON | 82387 | JOINT RECRUITING PROGRAM | USACE | 17327 SE 270th Place | United States | Washington | King | Covington | 98042 | 1.1 | 1.14
190632 | 822992 | 32129 WYERHAEUSER WAY SOUTH FEDERAL WAY | 82387 | JOINT RECRUITING PROGRAM | USACE | 32129 Wyerhaeuser Way South | United States | Washington | King | Federal Way | 98001 | 1.1 | 1.14
184965 | 82387-12757 | S 324TH ST FEDERAL WAY | 82387 | JOINT RECRUITING PROGRAM | USACE | 1414 SOUTH 324TH STREET | United States | Washington | King | Federal Way | 98003 | 1.1 | 1.14
185119 | 82387-12569 | NW GILMAN BLVD ISSAQUAH | 82387 | JOINT RECRUITING PROGRAM | USACE | 1145 NW GILMAN BLVD SUITE G-1 | United States | Washington | King | Issaquah | 98027 | 1.1 | 1.14
189066 | 821031 | 25619 104TH AVE SE KENT | 82387 | JOINT RECRUITING PROGRAM | USACE | 25619 104th Ave SE | United States | Washington | King | Kent | 98031 | 1.1 | 1.14
5718 | 53743 | KENT | 530NG | WASHINGTON NATIONAL GUARD | ARGUARD | 24410 Military RD | United States | Washington | King | Kent | 98032 | 1.1 | 1.14
191121 | 823780 | 12535 TOTEM LAKE BLVD NE KIRKLAND | 82387 | JOINT RECRUITING PROGRAM | USACE | 12535 Totem Lake Boulevard NE | United States | Washington | King | Kirkland | 98034 | 1.1 | 1.14
6962 | 53755 | REDMOND | 530NG | WASHINGTON NATIONAL GUARD | ARGUARD | 17230 NE 95th | United States | Washington | King | Redmond | 98052 | 1.1 | 1.14
6979 | 53732 | RENTON USARC | 27864 | 88TH RRC - MINNESOTA | ARRES | 14631 SE 192nd Street | United States | Washington | King | Renton | 98058 | 1.1 | 1.14
3096 | SETA0001 | SEATTLE TACOMA ADMINISTRATION OFFICE SITE # 1 | 53465 | JOINT BASE LEWIS-MCCHORD | AFACT | 17800 Pacific Highway South | United States | Washington | King | Seatac | 98158 | 1.1 | 1.14
184953 | 18081-10074 | 17801 INTERNATIONAL BLVD SEATAC AIRPORT | 18081 | ARMY MISSION SUPPORT | USACE | 17801 INTERNATIONAL BLVD SEA-TAC IAP MAIN PASSENGER TERMINAL | United States | Washington | King | Seatac | 98158 | 1.1 | 1.14
415 | N68967-FN | FORT LAWTON SITE 2 | N68967 | NAVSTA EVERETT WA | NAVACT | 901 Montana Circle | United States | Washington | King | Seattle | 98101 | 1.14 | 1.19
416 | N68967-FP | FORT LAWTON SITE 4 | N68967 | NAVSTA EVERETT WA | NAVACT | 640 Washington Avenue | United States | Washington | King | Seattle | 98101 | 1.14 | 1.19
756 | N68967-FM | FORT LAWTON | N68967 | NAVSTA EVERETT WA | NAVACT | 1108 Hawaii Circle | United States | Washington | King | Seattle | 98101 | 1.14 | 1.19
757 | N68967-HA | PIER 91 ANNEX | N68967 | NAVSTA EVERETT WA | NAVACT |  | United States | Washington | King | Seattle | 98101 | 1.14 | 1.19
1112 | N68967-FO | FORT LAWTON SITE 3 | N68967 | NAVSTA EVERETT WA | NAVACT | 670 Washington Avenue | United States | Washington | King | Seattle | 98101 | 1.14 | 1.19
184955 | 82387-10606 | 2601 FOURTH AVE SEATTLE | 82387 | JOINT RECRUITING PROGRAM | USACE | 2601 FOURTH AVE FOURTH AND VINE BUILDING | United States | Washington | King | Seattle | 98101 | 1.14 | 1.19
184957 | 82387-12502 | NE 45TH ST SEATTLE | 82387 | JOINT RECRUITING PROGRAM | USACE | 820 NE 45TH ST SUITE 3 | United States | Washington | King | Seattle | 98105 | 1.14 | 1.19
190655 | 822314 | 4201 15TH AVE NE SEATTLE | 82387 | JOINT RECRUITING PROGRAM | USACE | 4201 15th Avenue NE | United States | Washington | King | Seattle | 98105 | 1.14 | 1.19
188049 | 810146 | 4720 42ND AVE SEATTLE | 82387 | JOINT RECRUITING PROGRAM | USACE | 4720 42nd Avenue | United States | Washington | King | Seattle | 98116 | 1.14 | 1.19
7211 | 53B25 | SEATTLE - PIER 91 | 530NG | WASHINGTON NATIONAL GUARD | ARGUARD | 1601 W Armory Way | United States | Washington | King | Seattle | 98119 | 1.14 | 1.19
190210 | 53A65 | KING CO RC AND FMS | 530NG | WASHINGTON NATIONAL GUARD | ARGUARD |  | United States | Washington | King | Seattle | 98119 | 1.14 | 1.19
184958 | 82387-10076 | 10706 5TH AVE. NE SEATTLE | 82387 | JOINT RECRUITING PROGRAM | USACE | 10706 5TH AVE. NE | United States | Washington | King | Seattle | 98125 | 1.14 | 1.19
413 | N68436-EV | EVERGREEN SITE 6 | N68436 | NAVAL BASE KITSAP BREMERTON WA | NAVACT | 11111 Aurora Avenue North | United States | Washington | King | Seattle | 98133 | 1.14 | 1.19
170415 | 53R60 | STR FNT RECRUITING - SEATTLE | 530NG | WASHINGTON NATIONAL GUARD | ARGUARD |  | United States | Washington | King | Seattle | 98134 | 1.14 | 1.19
184961 | 82387-11731 | E MARGINAL SEATTLE | 66155 |  | USACE | 4735 E MARGINAL EASTSIDE PARKING | United States | Washington | King | Seattle | 98134 | 1.14 | 1.19
191627 | 824247 | 1531 UTAH AVE S SEATTLE | 82387 | JOINT RECRUITING PROGRAM | USACE | 1531 Utah Avenue South | United States | Washington | King | Seattle | 98134 | 1.14 | 1.19
184954 | 82387-10540 | 2301 SOUTH JACKSON ST SEATTLE | 82387 | JOINT RECRUITING PROGRAM | USACE | 2301 SOUTH JACKSON ST 23RD AVE AND SOUTH JACKSON | United States | Washington | King | Seattle | 98144 | 1.14 | 1.19
196 | N94166 | Applied Physics Lab, Seattle WA | N94166 | APPLIED PHYSICS LAB SEATTLE WA | NAVACT | 1107 Northeast 45th Street | United States | Washington | King | Seattle | 98195 | 1.14 | 1.19
5021 | 53455 | FORT LAWTON USAR COMPLEX | 27864 | 88TH RRC - MINNESOTA | ARRES | 4585 TEXAS WAY WEST | United States | Washington | King | Seattle | 98199 | 1.14 | 1.19
183683 | 82387-11098 | 6840 FORT DENT WAY TUKWILA | 82387 | JOINT RECRUITING PROGRAM | USACE | 6840 FORT DENT WAY FORT DENT II | United States | Washington | King | Tukwila | 98188 | 1.1 | 1.14
189038 | 821032 | 16832 SOUTHCENTER PARKWAY TUKWILA | 82387 | JOINT RECRUITING PROGRAM | USACE | 16832 Southcenter Parkway | United States | Washington | King | Tukwila | 98188 | 1.1 | 1.14
182982 | 82387-11625 | DUVAL RD WOODINVILLE | 82387 | JOINT RECRUITING PROGRAM | USACE | 14134 WOODINVILLE- DUVAL RD SUITE D-23A | United States | Washington | King | Woodinville | 98072 | 1.1 | 1.14
1084 | N68436-BA | BANGOR WA | N68436 | NAVAL BASE KITSAP BREMERTON WA | NAVACT |  | United States | Washington | Kitsap | Bangor | 98315 | 1.14 | 1.18
1016 | N00620-CA | KITSAP COUNTY ARPT | N00620 | NAS WHIDBEY ISLAND WA | NAVACT | 8850 Washington State Highway 3 | United States | Washington | Kitsap | Bremerton | 98267 | 1.14 | 1.18
410 | N68436-IG | IVY GREEN SITE 3 | N68436 | NAVAL BASE KITSAP BREMERTON WA | NAVACT | 54 Myrtel Avenue | United States | Washington | Kitsap | Bremerton | 98312 | 1.14 | 1.18
411 | N68436-IH | IVY GREEN SITE 4 | N68436 | NAVAL BASE KITSAP BREMERTON WA | NAVACT | 51 Ivy Road | United States | Washington | Kitsap | Bremerton | 98312 | 1.14 | 1.18
412 | N68436-II | IVY GREEN SITE 5 | N68436 | NAVAL BASE KITSAP BREMERTON WA | NAVACT | 1401 Naval Avenue | United States | Washington | Kitsap | Bremerton | 98312 | 1.14 | 1.18
604 | N68436-JA | JACKSON PARK HSG | N68436 | NAVAL BASE KITSAP BREMERTON WA | NAVACT | 780 Olding Road | United States | Washington | Kitsap | Bremerton | 98312 | 1.14 | 1.18
822 | N68436-WH | CAMP WESLEY HARRIS | N68436 | NAVAL BASE KITSAP BREMERTON WA | NAVACT | 4673 Seabeck Highway Northwest | United States | Washington | Kitsap | Bremerton | 98312 | 1.14 | 1.18
1087 | N68436-GM | GOLD MOUNTAIN WA | N68436 | NAVAL BASE KITSAP BREMERTON WA | NAVACT | 911 Carver Street | United States | Washington | Kitsap | Bremerton | 98312 | 1.14 | 1.18
4133 | 53A25 | BREMERTON | 530NG | WASHINGTON NATIONAL GUARD | ARGUARD | 1211 Carver ST W | United States | Washington | Kitsap | Bremerton | 98312 | 1.14 | 1.18
985 | N68436-SY | SHIPYARD PUGET SOUND | N68436 | NAVAL BASE KITSAP BREMERTON WA | NAVACT | 1400 Farragut Avenue | United States | Washington | Kitsap | Bremerton | 98314 | 1.14 | 1.18
1086 | N68436 | BREMERTON | N68436 | NAVAL BASE KITSAP BREMERTON WA | NAVACT | 120 Dewey Street | United States | Washington | Kitsap | Bremerton | 98314 | 1.14 | 1.18
185578 | 18081-10028 | 1013 SOUTH DEWEY STREET BREMERTON | 18081 | ARMY MISSION SUPPORT | USACE | 1013 SOUTH DEWEY STREET NAVY SUPPLY DEPOT-SEATTLE | United States | Washington | Kitsap | Bremerton | 98314 | 1.14 | 1.18
712 | N68436-CM | CAMP MCKEAN | N68436 | NAVAL BASE KITSAP BREMERTON WA | NAVACT | 1034 Kitsap Lake Road Northwest | United States | Washington | Kitsap | Bremerton | 98315 | 1.14 | 1.18
280 | N68436-PG | PARK AVENUE GARAGE | N68436 | NAVAL BASE KITSAP BREMERTON WA | NAVACT | 450 Park Avenue | United States | Washington | Kitsap | Bremerton | 98337 | 1.14 | 1.18
1085 | N68436-MA | MANCHESTER WA | N68436 | NAVAL BASE KITSAP BREMERTON WA | NAVACT |  | United States | Washington | Kitsap | Bremerton | 98366 | 1.14 | 1.18
481 | N68436-KP | KEYPORT NUWC | N68436 | NAVAL BASE KITSAP BREMERTON WA | NAVACT | 610 Dowell Road | United States | Washington | Kitsap | Keyport | 98345 | 1.14 | 1.18
483 | N68436-HK | HWY 308 KEYPORT | N68436 | NAVAL BASE KITSAP BREMERTON WA | NAVACT | 1600Washington State Highway 308 | United States | Washington | Kitsap | Keyport | 98345 | 1.14 | 1.18
6855 | 53B00 | PORT ORCHARD | 530NG | WASHINGTON NATIONAL GUARD | ARGUARD | 1950 SE Mile Hill DR | United States | Washington | Kitsap | Port Orchard | 98366 | 1.14 | 1.18
185969 | 800987 | MILE HILL ROAD PORT ORCHARD | 82387 | JOINT RECRUITING PROGRAM | USACE | Mile Hill Road | United States | Washington | Kitsap | Port Orchard | 98366 | 1.14 | 1.18
189145 | 820927 | 8079 E. MAIN STREET PORT ORCHARD | 82387 | JOINT RECRUITING PROGRAM | USACE | 8079 E. Main Street | United States | Washington | Kitsap | Port Orchard | 98366 | 1.14 | 1.18
741 | N68436-SD | SILVERDALE WA | N68436 | NAVAL BASE KITSAP BREMERTON WA | NAVACT | 3230 Northwest Randall Way | United States | Washington | Kitsap | Silverdale | 98383 | 1.14 | 1.18
183476 | 82387-12564 | NW BUCKLIN SILVERDALE | 82387 | JOINT RECRUITING PROGRAM | USACE |  | United States | Washington | Kitsap | Silverdale | 98383 | 1.14 | 1.18
4368 | 53A35 | CENTRALIA | 530NG | WASHINGTON NATIONAL GUARD | ARGUARD | 309 Byrd ST | United States | Washington | Lewis | Centralia | 98531 | 1.07 | 1.1
185537 | 710374 | 1357 NW LOUISIANA AVE CHEHALIS | 82387 | JOINT RECRUITING PROGRAM | USACE | 1357 NW LOUISIANA AVE | United States | Washington | Lewis | Chehalis | 98532 | 1.07 | 1.1
190216 | 53A40 | SW REGIONAL FMS AND RC | 530NG | WASHINGTON NATIONAL GUARD | ARGUARD |  | United States | Washington | Lewis | Chehalis | 98532 | 1.07 | 1.1
191628 | 824198 | 1658 NW LOUISIANA AVENUE CHEHALIS | 82387 | JOINT RECRUITING PROGRAM | USACE | 1658 NW Louisiana Avenue | United States | Washington | Lewis | Chehalis | 98532 | 1.07 | 1.1
493 | N68436-IA | BREMERTON RR | N68436 | NAVAL BASE KITSAP BREMERTON WA | NAVACT | 324 South 1st Street | United States | Washington | Mason | Shelton | 98584 | 1.14 | 1.18
6611 | 53A80 | OKANOGAN | 530NG | WASHINGTON NATIONAL GUARD | ARGUARD | Cameron Rodeo RD | United States | Washington | Okanogan | Okanogan | 98840 | 1.07 | 1.1
1644 | EYYP0001 | CUSICK SURVIVAL TRAINING SITE SITE # 1 | GJKZ | FAIRCHILD AIR FORCE BASE | AFACT | 3962 North Tacoma Creek Road | United States | Washington | Pend Oreille | Unknown | 99119 | 1.07 | 1.1
187029 | 800185 | BLDG 9181, RM 152 FT LEWIS | 82387 | JOINT RECRUITING PROGRAM | USACE |  | United States | Washington | Pierce | Bonney Lake | 98391 | 1.1 | 1.14
188078 | 810145 | JUNCTION 192 BONNEY LAKE | 82387 | JOINT RECRUITING PROGRAM | USACE |  | United States | Washington | Pierce | Bonney Lake | 98391 | 1.1 | 1.14
4173 | 53A27 | BUCKLEY | 530NG | WASHINGTON NATIONAL GUARD | ARGUARD | 455 N River RD | United States | Washington | Pierce | Buckley | 98321 | 1.1 | 1.14
191803 | 53A28 | BUCKLEY RC | 530NG | WASHINGTON NATIONAL GUARD | ARGUARD |  | United States | Washington | Pierce | Buckley | 98321 | 1.1 | 1.14
182966 | 53465-10003 | RR CROSSING FORT LEWIS | 53465 | Fort Lewis | ARACT | 2021 LIGGETT AVE TRACT 100L-RR CROSSING MILE POST 16 | United States | Washington | Pierce | Fort Lewis | 98433 | 1.12 | 1.16
185657 | 53465-10001 | RAINIER TRAINING | 53465 | Fort Lewis | ARACT |  | United States | Washington | Pierce | Fort Lewis | 98433 | 1.1 | 1.14
1046 | N68436-DD | TOANDOS SITE 4 | N68436 | NAVAL BASE KITSAP BREMERTON WA | NAVACT |  | United States | Washington | Pierce | Gig Harbor | 98333 | 1.1 | 1.14
1047 | N68436-DE | TOANDOS SITE 5 | N68436 | NAVAL BASE KITSAP BREMERTON WA | NAVACT |  | United States | Washington | Pierce | Gig Harbor | 98376 | 1.1 | 1.14
170313 | 53R20 | STORE FRONT RECRUITING - LAKEWOOD | 530NG | WASHINGTON NATIONAL GUARD | ARGUARD |  | United States | Washington | Pierce | Lakewood | 98499 | 1.1 | 1.14
6905 | 53B15 | PUYALLUP | 530NG | WASHINGTON NATIONAL GUARD | ARGUARD | 622 4th AVE SE | United States | Washington | Pierce | Puyallup | 98372 | 1.1 | 1.14
184538 | 82387-10047 | 10217 123RD ST CT E PUYALLUP | 82387 | JOINT RECRUITING PROGRAM | USACE | 10217 123RD ST CT E | United States | Washington | Pierce | Puyallup | 98373 | 1.1 | 1.14
184539 | 82387-10033 | 101 - 37TH AVE SE, SUITE A - 2 PUYALLUP | 82387 | JOINT RECRUITING PROGRAM | USACE | 101 - 37TH AVE SE, SUITE A - 2 | United States | Washington | Pierce | Puyallup | 98373 | 1.1 | 1.14
190229 | 53R01 | STR FRONT RECRUITING STATION - PUYALLUP SUNRISE VILLAGE | 530NG | WASHINGTON NATIONAL GUARD | ARGUARD |  | United States | Washington | Pierce | Puyallup | 98374 | 1.1 | 1.14
3671 | 53935 | 1LT VICTOR L. KANDLE USARC | 27864 | 88TH RRC - MINNESOTA | ARRES | 5119 Portland Avenue | United States | Washington | Pierce | Tacoma | 98404 | 1.1 | 1.14
184968 | 82387-12857 | S PINE ST TACOMA | 82387 | JOINT RECRUITING PROGRAM | USACE | 4301 S PINE ST TACOMA MALL, #101 | United States | Washington | Pierce | Tacoma | 98409 | 1.1 | 1.14
190075 | 822217 | 4301 SOUTH PINE STREET TACOMA | 82387 | JOINT RECRUITING PROGRAM | USACE | 4301 SOUTH PINE SUITE 72 | United States | Washington | Pierce | Tacoma | 98409 | 1.1 | 1.14
3795 | 53936 | AMSA 137 (MARINE) | 27864 | 88TH RRC - MINNESOTA | ARRES | 401 Alexander Avenue | United States | Washington | Pierce | Tacoma | 98421 | 1.1 | 1.14
1629 | ETRD0001 | CAMP MURRAY AGS SITE # 1 | ETRD | CAMP MURRAY AGS | AFGUARD | 118 Infanry Drive East | United States | Washington | Pierce | Tacoma | 98430 | 1.12 | 1.16
4273 | 53555 | CAMP MURRAY | 530NG | WASHINGTON NATIONAL GUARD | ARGUARD | BLDG 1 Militia Drive | United States | Washington | Pierce | Tacoma | 98430 | 1.1 | 1.14
187776 | ETRD0002 | CAMP MURRAY AGS SITE # 2 | ETRD | CAMP MURRAY AGS | AFGUARD | 118 Infanry Drive East | United States | Washington | Pierce | Tacoma | 98430 | 1.12 | 1.16
187779 | ETRD0003 | CAMP MURRAY AGS SITE #3 | ETRD | CAMP MURRAY AGS | AFGUARD |  | United States | Washington | Pierce | Tacoma | 98430 | 1.12 | 1.16
187780 | ETRD0004 | CAMP MURRAY AGS SITE # 4 | ETRD | CAMP MURRAY AGS | AFGUARD | 118 Infanry Drive East | United States | Washington | Pierce | Tacoma | 98430 | 1.12 | 1.16
5026 | 53465 | FORT LEWIS | 53465 | JOINT BASE LEWIS-MCCHORD | ARACT | 41ST Division Dr S., Bldg 2025 | United States | Washington | Pierce | Tacoma | 98433 | 1.12 | 1.16
2782 | PQWY0001 | MCCHORD AFB SITE # 1 | 53465 | JOINT BASE LEWIS-MCCHORD | ARACT |  | United States | Washington | Pierce | Tacoma | 98438 | 1.1 | 1.14
185816 | 82387-12209 | MAIN ST TACOMA | 82387 | JOINT RECRUITING PROGRAM | USACE | 100 MAIN STREET BLDG 100, SUITE 120 | United States | Washington | Pierce | Tacoma | 98438 | 1.1 | 1.14
185817 | 82387-12600 | PACIFIC AVE TACOMA | 82387 | JOINT RECRUITING PROGRAM | USACE | 15018B PACIFIC AVE SPANAWAY PRK SHP CTR | United States | Washington | Pierce | Tacoma | 98444 | 1.1 | 1.14
184966 | 82387-11944 | GRAVELLY LAKE TACOMA | 82387 | JOINT RECRUITING PROGRAM | USACE | 10828 GRAVELLY LAKE LAKEWOOD | United States | Washington | Pierce | Tacoma | 98499 | 1.1 | 1.14
3799 | 53A10 | ANACORTES | 530NG | WASHINGTON NATIONAL GUARD | ARGUARD | 2219 M AVE | United States | Washington | Skagit | Anacortes | 98221 | 1.07 | 1.1
189454 | 821591 | 14915 38TH DRIVE SE BOTHELL | 70132 | INDEPENDENT DUTY HOUSING PROGRAM | USACE | 14915 38th Drive SE | United States | Washington | Skagit | Bothell | 98012 | 1.07 | 1.1
190625 | 822965 | 2425 194TH ST SE BOTHELL | 70132 | INDEPENDENT DUTY HOUSING PROGRAM | USACE | 2425 194th Street SE | United States | Washington | Skagit | Bothell | 98012 | 1.07 | 1.1
190318 | 822919 | 21225 35TH AVE SE BOTHELL | 70132 | INDEPENDENT DUTY HOUSING PROGRAM | USACE | 21225 35th Avenue SE | United States | Washington | Skagit | Bothell | 98021 | 1.07 | 1.1
190402 | 822594 | 623 S BURLINGTON BLVD. BURLINGTON | 82387 | JOINT RECRUITING PROGRAM | USACE | 623 S. Burlington Boulevard | United States | Washington | Skagit | Burlington | 98233 | 1.07 | 1.1
7214 | 53B27 | SEDRO WOOLLEY | 530NG | WASHINGTON NATIONAL GUARD | ARGUARD | 24826 thompson DR | United States | Washington | Skagit | Sedro Woolley | 98284 | 1.07 | 1.1
503 | N68967-SC | SCOTT PAPER COMPANY | N68967 | NAVSTA EVERETT WA | NAVACT | 2100 Grand Avenue | United States | Washington | Snohomish | Everett | 98201 | 1.07 | 1.1
4898 | 53A60 | EVERETT | 530NG | WASHINGTON NATIONAL GUARD | ARGUARD | 2730 Oakes AVE | United States | Washington | Snohomish | Everett | 98201 | 1.07 | 1.1
6035 | 53880 | MAJ DAVID P. OSWALD USARC | 27864 | 88TH RRC - MINNESOTA | ARRES |  | United States | Washington | Snohomish | Everett | 98201 | 1.07 | 1.1
3134 | STDF0001 | PAINE FIELD ANG STATION SITE # 1 | ETRD | CAMP MURRAY AGS | AFGUARD | 2701 112th Street Southwest | United States | Washington | Snohomish | Everett | 98204 | 1.07 | 1.1
198 | N68967 | NAVSTA EVERETT WA | N68967 | NAVSTA EVERETT WA | NAVACT | 2000 West Marine View Drive | United States | Washington | Snohomish | Everett | 98207 | 1.07 | 1.1
182965 | 82387-11397 | BLDG NO. 2 EVERETT MALL EVERETT | 82387 | JOINT RECRUITING PROGRAM | USACE | BLDG NO. 2 EVERETT MALL 1203 SOUTHEAST EVERETT MALL WAY | United States | Washington | Snohomish | Everett | 98208 | 1.07 | 1.1
190067 | 822292 | 3509 CATHERINE DRIVE LAKE STEVENS | 70132 | INDEPENDENT DUTY HOUSING PROGRAM | USACE | 3509 Catherine Drive | United States | Washington | Snohomish | Lake Stevens | 98258 | 1.07 | 1.1
823 | N68967-FB | BRIER FAMILY HOUSING | N68967 | NAVSTA EVERETT WA | NAVACT | 2428 Nike Manor Road | United States | Washington | Snohomish | Lynnwood | 98036 | 1.07 | 1.1
185872 | 82387-10746 | 33RD AVE W LYNNWOOD | 82387 | JOINT RECRUITING PROGRAM | USACE | 18415 33RD AVE W | United States | Washington | Snohomish | Lynnwood | 98036 | 1.07 | 1.1
191199 | 823694 | 5223 201ST PLACE SW LYNNWOOD | 70132 | INDEPENDENT DUTY HOUSING PROGRAM | USACE | 5223 201st Place SW | United States | Washington | Snohomish | Lynnwood | 98036 | 1.07 | 1.1
170202 | 53073 | STR FNT RECRUITING - LYNNWOOD | 530NG | WASHINGTON NATIONAL GUARD | ARGUARD |  | United States | Washington | Snohomish | Lynnwood | 98037 | 1.07 | 1.1
190997 | 823416 | 14027 20TH PLACE WEST LYNNWOOD | 70132 | INDEPENDENT DUTY HOUSING PROGRAM | USACE | 14027 20th Place West | United States | Washington | Snohomish | Lynnwood | 98087 | 1.07 | 1.1
824 | N68967-MV | MARYSVILLE,WA | N68967 | NAVSTA EVERETT WA | NAVACT | 13912 45th Avenue Northeast | United States | Washington | Snohomish | Marysville | 98270 | 1.07 | 1.1
185508 | 82387-10055 | 1031 STATE AVENUE MARYSVILLE | 82387 | JOINT RECRUITING PROGRAM | USACE | 1031 STATE AVENUE SUITE 104 | United States | Washington | Snohomish | Marysville | 98270 | 1.07 | 1.1
185509 | 82387-13019 | STATE ST MARYSVILLE | 82387 | JOINT RECRUITING PROGRAM | USACE | 9330 & 9414 SUITE B,C,D STATE STREET | United States | Washington | Snohomish | Marysville | 98270 | 1.07 | 1.1
191201 | 823595 | 5310 80TH AVE NE MARYSVILLE | 70132 | INDEPENDENT DUTY HOUSING PROGRAM | USACE | 5310 80th Avenue NE | United States | Washington | Snohomish | Marysville | 98270 | 1.07 | 1.1
189655 | 53132 | MARYSVILLE AFRC | 27864 | 88TH RRC - MINNESOTA | ARRES |  | United States | Washington | Snohomish | Marysville | 98271 | 1.07 | 1.1
189282 | 821359 | 3307 157TH PLACE SE MILL CREEK | 70132 | INDEPENDENT DUTY HOUSING PROGRAM | USACE | 3307 157th Place SE | United States | Washington | Snohomish | Mill Creek | 98012 | 1.07 | 1.1
191129 | 823729 | 13924 25TH AVE SE MILL CREEK | 70132 | INDEPENDENT DUTY HOUSING PROGRAM | USACE | 13924 25th Avenue SE | United States | Washington | Snohomish | Mill Creek | 98012 | 1.07 | 1.1
185772 | 711181 | 14751 NORTH KELSEY STREET MONROE | 82387 | JOINT RECRUITING PROGRAM | USACE | 14751 North Kelsey Street Suite 104 (N) and Suite 106 (A) | United States | Washington | Snohomish | Monroe | 98272 | 1.07 | 1.1
3045 | RBZK0001 | MUKILTEO DEFENSE FUEL SUPPORT POINT | GJKZ | FAIRCHILD AIR FORCE BASE | AFACT |  | United States | Washington | Snohomish | Mukilteo | 98275 | 1.07 | 1.1
504 | N68967-JC | JIM CREEK WA | N68967 | NAVSTA EVERETT WA | NAVACT | 21027 Jim Creek Road | United States | Washington | Snohomish | Oso | 98223 | 1.07 | 1.1
7304 | 53B35 | SNOHOMISH | 530NG | WASHINGTON NATIONAL GUARD | ARGUARD | 312 SE 2nd ST | United States | Washington | Snohomish | Snohomish | 98290 | 1.07 | 1.1
2058 | GJLS0001 | FAIRCHILD ILS MIDDLE MARKER ANNEX SITE # 1 | GJKZ | FAIRCHILD AIR FORCE BASE | AFACT | 1408 McFarland Road | United States | Washington | Spokane | Airway Heights | 99001 | 1.06 | 1.07
2056 | GJLK0001 | WHITE BLUFF SITE NO. 1 SITE # 1 | GJKZ | FAIRCHILD AIR FORCE BASE | AFACT | 11604 West Newkirk Road | United States | Washington | Spokane | Airway Heights | 99224 | 1.06 | 1.07
2083 | GXTN0001 | FOUR LAKES COMMUNICATIONS STATION (ANG) SITE # 1 | VZBT | SPOKANE IAP AGS | AFGUARD | 12414 South Andrus Road | United States | Washington | Spokane | Cheney | 99004 | 1.04 | 1.05
182776 | 82387-11500 | CHENEY PLAZA SHOPPING CENTER CHENEY | 82387 | JOINT RECRUITING PROGRAM | USACE | CHENEY PLAZA SHOPPING CENTER 2734 1ST AVE | United States | Washington | Spokane | Cheney | 99004 | 1.04 | 1.05
2055 | GJKZ0001 | FAIRCHILD AIR FORCE BASE SITE # 1 | GJKZ | FAIRCHILD AIR FORCE BASE | AFACT | 403 Mitchell Alley | United States | Washington | Spokane | Fairchild AFB | 99011 | 1.06 | 1.07
169850 | 53390 | FAIRCHILD AFB AFRC | 27864 | 88TH RRC - MINNESOTA | ARRES |  | United States | Washington | Spokane | Fairchild AFB | 99011 | 1.06 | 1.07
4286 | 53735 | CAMP SEVEN MILE - SPOKANE | 530NG | WASHINGTON NATIONAL GUARD | ARGUARD | 12522 N Nine Mile RD | United States | Washington | Spokane | Nine Mile Falls | 99026 | 1.04 | 1.05
185471 | 82387-10157 | 1212 N WASHINGTON ST SPOKANE | 82387 | JOINT RECRUITING PROGRAM | USACE | 1212 N WASHINGTON ST | United States | Washington | Spokane | Spokane | 99201 | 1.04 | 1.05
185472 | 82387-10216 | 1313 NORTH ATLANTIC ST SPOKANE | 82387 | JOINT RECRUITING PROGRAM | USACE | 1313 NORTH ATLANTIC ST STE 4200 | United States | Washington | Spokane | Spokane | 99201 | 1.04 | 1.05
185473 | 82387-13189 | W 904 RIVERSIDE SPOKANE | 82387 | JOINT RECRUITING PROGRAM | USACE | W 904 RIVERSIDE ARMY RCTG BATT | United States | Washington | Spokane | Spokane | 99201 | 1.04 | 1.05
189115 | 820946 | 528 E. SPOKANE FALLS BLVD. SPOKANE | 82387 | JOINT RECRUITING PROGRAM | USACE | 528 E. Spokane Fall Boulevard | United States | Washington | Spokane | Spokane | 99201 | 1.04 | 1.05
190457 | 822447 | 1009 N WASHINGTON SPOKANE | 82387 | JOINT RECRUITING PROGRAM | USACE | 1009 N. Washington Street | United States | Washington | Spokane | Spokane | 99201 | 1.04 | 1.05
170332 | 53716 | STR FNT RECRUITING - SPOKANE | 530NG | WASHINGTON NATIONAL GUARD | ARGUARD |  | United States | Washington | Spokane | Spokane | 99202 | 1.04 | 1.05
952 | N68967-SW | NAVOPSPTCEN SPOKANE | N68967 | NAVSTA EVERETT WA | NAVACT | 5101 North Assembly Street | United States | Washington | Spokane | Spokane | 99205 | 1.04 | 1.05
6761 | 53920 | PFC JOE E. MANN USARC | 27864 | 88TH RRC - MINNESOTA | ARRES | 4415 N Market Street | United States | Washington | Spokane | Spokane | 99207 | 1.04 | 1.05
185470 | 82387-10879 | 4407 NORTH DIVISION STREET SPOKANE | 82387 | JOINT RECRUITING PROGRAM | USACE | 4407 NORTH DIVISION STREET SUITE 801 AND SUITE 813 | United States | Washington | Spokane | Spokane | 99207 | 1.04 | 1.05
185467 | 82387-12361 | N DIVISION ST SPOKANE | 82387 | JOINT RECRUITING PROGRAM | USACE | 7307 NORTH DIVISION STREET SUITE 305 | United States | Washington | Spokane | Spokane | 99208 | 1.04 | 1.05
190050 | 822295 | 1806 SOUTH KOREN ST SPOKANE | 70132 | INDEPENDENT DUTY HOUSING PROGRAM | USACE | 1806 South Koren Street | United States | Washington | Spokane | Spokane | 99212 | 1.04 | 1.05
185468 | 82387-10312 | 15319 E INDIANA AVE SPOKANE | 82387 | JOINT RECRUITING PROGRAM | USACE | 15319 E INDIANA AVE | United States | Washington | Spokane | Spokane | 99216 | 1.04 | 1.05
9468 | 53391 | SPOKANE | 530NG | WASHINGTON NATIONAL GUARD | ARGUARD |  | United States | Washington | Spokane | Spokane | 99217 | 1.04 | 1.05
185469 | 710716 | 10925 N. SR2, NEWPORT HIGHWAY SPOKANE | 82387 | JOINT RECRUITING PROGRAM | USACE | 10925 N. SR2, NEWPORT HIGHWAY SUITE 4,5,6,7 | United States | Washington | Spokane | Spokane | 99218 | 1.04 | 1.05
3303 | VZBT0001 | SPOKANE IAP AGS SITE # 1 | VZBT | SPOKANE IAP AGS | AFGUARD | 8700 West Electric Avenue | United States | Washington | Spokane | Spokane | 99219 | 1.04 | 1.05
5119 | 53560 | FT GEORGE WRIGHT - SPOKANE | 530NG | WASHINGTON NATIONAL GUARD | ARGUARD | 2408 Government Way | United States | Washington | Spokane | Spokane | 99224 | 1.04 | 1.05
189856 | 821931 | 8510 WEST HIGHWAY 2 SPOKANE | 27864 | 88TH RRC - MINNESOTA | ARRES | 8510 West Highway 2 | United States | Washington | Spokane | Spokane | 99224 | 1.04 | 1.05
2062 | GKAP0001 | FAIRCHILD WASTE ANNEX SITE # 1 | GJKZ | FAIRCHILD AIR FORCE BASE | AFACT | 2102 Craig Avenue | United States | Washington | Spokane | Unknown | 99001 | 1.06 | 1.07
2065 | GKAX0001 | FAIRCHILD WATER SYSTEM ANNEX NO 2 SITE # 1 | GJKZ | FAIRCHILD AIR FORCE BASE | AFACT | 10 Hallet Road | United States | Washington | Spokane | Unknown | 99011 | 1.06 | 1.07
2819 | QCPE0001 | MICA PEAK RADAR SITE SITE # 1 | GJKZ | FAIRCHILD AIR FORCE BASE | AFACT | MICA RADOR SITE | United States | Washington | Spokane | Unknown | 99016 | 1.06 | 1.07
2059 | GJNB0001 | FAIRCHILD RECREATION ANNEX SITE # 1 | GJKZ | FAIRCHILD AIR FORCE BASE | AFACT | 14824 South Clear Lake Road | United States | Washington | Spokane | Unknown | 99022 | 1.06 | 1.07
2060 | GJYC0001 | FAIRCHILD ILS OUTER MARKER ANNEX SITE # 1 | GJKZ | FAIRCHILD AIR FORCE BASE | AFACT | 5808 Brooks Street Northeast | United States | Washington | Spokane | Unknown | 99022 | 1.06 | 1.07
2061 | GKAL0001 | FAIRCHILD HELICOPTER TRAINING ANNEX SITE # 1 | GJKZ | FAIRCHILD AIR FORCE BASE | AFACT | North Aubrey White Park Drive | United States | Washington | Spokane | Unknown | 99026 | 1.06 | 1.07
2064 | GKAW0001 | FAIRCHILD WATER SYSTEM ANNEX NO 1 SITE # 1 | GJKZ | FAIRCHILD AIR FORCE BASE | AFACT | 4202 Houston Road | United States | Washington | Spokane | Unknown | 99201 | 1.06 | 1.07
191899 | 824419 | 8901 E TRENT AVE SPOKANE VALLEY | 82387 | JOINT RECRUITING PROGRAM | USACE | 8901 E Trent Avenue | United States | Washington | Spokane | Unknown | 99212 | 1.04 | 1.05
2119 | HVGA0001 | FAIRCHILD CEMETERY ANNEX SITE # 1 | GJKZ | FAIRCHILD AIR FORCE BASE | AFACT | Houston Road | United States | Washington | Spokane | Unknown | 99224 | 1.06 | 1.07
182777 | 710718 | 160&164 SOUTH MAIN COLVILLE | 82387 | JOINT RECRUITING PROGRAM | USACE | 160&164 SOUTH MAIN SILKE BUILDING | United States | Washington | Stevens | Colville | 99114 | 1.07 | 1.1
190659 | 822330 | 4405 7TH AVE SE LACEY | 82387 | JOINT RECRUITING PROGRAM | USACE | 4405 7th Avenue SE | United States | Washington | Thurston | Lacey | 98503 | 1.07 | 1.1
170413 | 53R30 | STR FNT RECRUITING - LACEY | 530NG | WASHINGTON NATIONAL GUARD | ARGUARD |  | United States | Washington | Thurston | Lacey | 98513 | 1.07 | 1.1
185129 | 800186 | 1360 GALAXY DRIVE LACEY | 82387 | JOINT RECRUITING PROGRAM | USACE | 1360 Galaxy Drive | United States | Washington | Thurston | Lacey | 98516 | 1.07 | 1.1
7688 | 5363A | VAIL TREE FARM LTA | 27864 | 88TH RRC - MINNESOTA | ARRES |  | United States | Washington | Thurston | Lacey | 98576 | 1.07 | 1.1
6623 | 53A85 | OLYMPIA | 530NG | WASHINGTON NATIONAL GUARD | ARGUARD | 515 S Eside ST | United States | Washington | Thurston | Olympia | 98401 | 1.07 | 1.1
190981 | 823283 | 1001 COOPER POINT ROAD OLYMPIA | 82387 | JOINT RECRUITING PROGRAM | USACE | 1001 Cooper Point Road | United States | Washington | Thurston | Olympia | 98502 | 1.07 | 1.1
187412 | 800198 | 111 TUMWATER BLVD TUMWATER | 82387 | JOINT RECRUITING PROGRAM | USACE | 111 Tumwater Boulevard | United States | Washington | Thurston | Tumwater | 98501 | 1.07 | 1.1
4484 | 53945 | COL EDITH M. NUTTAL USARC | 27864 | 88TH RRC - MINNESOTA | ARRES | 921 South 4th Avenue SW | United States | Washington | Thurston | Tumwater | 98512 | 1.07 | 1.1
183546 | 82387-10338 | 1605 SE MEADOWBROOK BLVD., "A" COLLEGE PLACE | 82387 | JOINT RECRUITING PROGRAM | USACE | 1605 SE MEADOWBROOK BLVD., "A" 1705 SE MEADOWBROOK BLVD., "B" | United States | Washington | Walla Walla | College Place | 99324 | 1.07 | 1.1
7762 | 53B95 | WALLA WALLA | 530NG | WASHINGTON NATIONAL GUARD | ARGUARD | 856 S Wilmington | United States | Washington | Walla Walla | Walla Walla | 99362 | 1.07 | 1.1
190217 | 53B96 | WALLA WALLA CO RC | 530NG | WASHINGTON NATIONAL GUARD | ARGUARD |  | United States | Washington | Walla Walla | Walla Walla | 99362 | 1.07 | 1.1
190260 | 822780 | 1024 CATHERINE ST WALLA WALLA | 70132 | INDEPENDENT DUTY HOUSING PROGRAM | USACE | 1024 Catherine Street | United States | Washington | Walla Walla | Walla Walla | 99362 | 1.07 | 1.1
182769 | 53450-10004 | 1801 ROEDER AVENUE BELLINGHAM | 27864 | 88TH RRC - MINNESOTA | ARRES | 1801 ROEDER AVENUE STEVENS HALL | United States | Washington | Whatcom | Bellingham | 98225 | 1.07 | 1.1
3986 | 53A15 | BELLINGHAM | 530NG | WASHINGTON NATIONAL GUARD | ARGUARD | 3928 Williamson Way | United States | Washington | Whatcom | Bellingham | 98226 | 1.07 | 1.1
182770 | 82387-13063 | TELEGRAPH RD BELLINGHAM | 82387 | JOINT RECRUITING PROGRAM | USACE | 313 TELEGRAPH RD 315 TELEGRAPH RD | United States | Washington | Whatcom | Bellingham | 98226 | 1.07 | 1.1
190445 | 53A20 | BELLINGHAM READINESS CENTER | 530NG | WASHINGTON NATIONAL GUARD | ARGUARD |  | United States | Washington | Whatcom | Bellingham | 98226 | 1.07 | 1.1
188656 | 820806 | 1195 SE BISHOP BOULEVARD PULLMAN | 82387 | JOINT RECRUITING PROGRAM | USACE | 1195 SE Bishop Boulevard | United States | Washington | Whitman | Pullman | 99163 | 1.07 | 1.1
190214 | 53B99 | WHITMAN CO RC | 530NG | WASHINGTON NATIONAL GUARD | ARGUARD |  | United States | Washington | Whitman | Pullman | 99163 | 1.07 | 1.1
5256 | 53A63 | GRANDVIEW | 530NG | WASHINGTON NATIONAL GUARD | ARGUARD | 800 Wallace Way | United States | Washington | Yakima | Grandview | 98930 | 1.04 | 1.04
190500 | 822577 | 207 N. 10TH STREET SELAH | 70132 | INDEPENDENT DUTY HOUSING PROGRAM | USACE | 207 N. 10th Street | United States | Washington | Yakima | Selah | 98942 | 1.04 | 1.04
190693 | 822428 | 707 TERRACE DRIVE SELAH | 70132 | INDEPENDENT DUTY HOUSING PROGRAM | USACE | 707 Terrace Drive | United States | Washington | Yakima | Selah | 98942 | 1.04 | 1.04
191758 | 824346 | 801 BRAEBURN CT SELAH | 70132 | INDEPENDENT DUTY HOUSING PROGRAM | USACE | 801 Braeburn Court | United States | Washington | Yakima | Selah | 98942 | 1.04 | 1.04
183549 | 82387-10590 | 2529 MAIN STREET UNION GAP | 82387 | JOINT RECRUITING PROGRAM | USACE | 2529 MAIN STREET UNION GAP VALLEY MALL | United States | Washington | Yakima | Union Gap | 98903 | 1.04 | 1.04
7984 | 53995 | YAKIMA TRAINING CENTER | 53465 | JOINT BASE LEWIS-MCCHORD | ARACT | 970 Firing Center Rd | United States | Washington | Yakima | Yakima | 98901 | 1.04 | 1.04
187016 | 800991 | NORTH 3RD STREET YAKIMA | 82387 | JOINT RECRUITING PROGRAM | USACE | North 3rd Street | United States | Washington | Yakima | Yakima | 98901 | 1.04 | 1.04
118 | M68479-0017 | YAKIMA WA AFRC | M68479 | HDQTRS 4TH MARDIV NEW ORLEANS | MCRES | 1702 Tahoma Avenue | United States | Washington | Yakima | Yakima | 98902 | 1.04 | 1.04
9445 | 53C30 | YAKIMA AIRPORT | 530NG | WASHINGTON NATIONAL GUARD | ARGUARD | 7200 W Nob Hill BLVD | United States | Washington | Yakima | Yakima | 98902 | 1.04 | 1.04
191791 | 824402 | 610 S 24TH AVE YAKIMA | 70132 | INDEPENDENT DUTY HOUSING PROGRAM | USACE | 610 S 24th Avenue | United States | Washington | Yakima | Yakima | 98902 | 1.04 | 1.04
7982 | 53C20 | YAKIMA | 530NG | WASHINGTON NATIONAL GUARD | ARGUARD | 2501 Airport Lane | United States | Washington | Yakima | Yakima | 98903 | 1.04 | 1.04
191186 | 823469 | 412 S 23RD AVENUE YAKIMA | 70132 | INDEPENDENT DUTY HOUSING PROGRAM | USACE | 412 23rd Avenue | United States | Washington | Yakima | Yakima | 98908 | 1.04 | 1.04
6099 | 54A85 | MARTINSBURG | 540NG | WEST VIRGINIA NATIONAL GUARD | ARGUARD | 2096 Kelly Island RD | United States | West Virginia | Berkeley | Martinsburg | 25401 | 1.03 | 1.03
6100 | 54595 | MARTINSBURG MEM USARC | 42560 | 99TH RRC - PENNSYLVANIA | ARRES | 900 Maryland Avenue | United States | West Virginia | Berkeley | Martinsburg | 25401 | 1.03 | 1.03
191082 | 54C04 | MARTINSBURG MALL | 540NG | WEST VIRGINIA NATIONAL GUARD | ARGUARD | Martinsburg Mall | United States | West Virginia | Berkeley | Martinsburg | 25401 | 1.03 | 1.03
190312 | 822346 | 201 RETAIL COMMONS PARKWAY MARTINSBURG | 82387 | JOINT RECRUITING PROGRAM | USACE | 201 Retail Commons Parkway | United States | West Virginia | Berkeley | Martinsburg | 25403 | 1.03 | 1.03
189094 | 821092 | 38 CHARLOTTE CT. MARTINSBURG | 70132 | INDEPENDENT DUTY HOUSING PROGRAM | USACE | 38 Charlotte Court | United States | West Virginia | Berkeley | Martinsburg | 25405 | 1.03 | 1.03
190180 | PJVY0002 | COMBAT ARMS TRAINING RANGE | PJVY | EWVRA-SHEPHERD FIELD | AFGUARD |  | United States | West Virginia | Berkeley | Martinsburg | 25405 | 1.03 | 1.03
190181 | PJVY0003 | CAMP TROOP | PJVY | EWVRA-SHEPHERD FIELD | AFGUARD |  | United States | West Virginia | Berkeley | Martinsburg | 25405 | 1.03 | 1.03
2770 | PJVY0001 | EWVRA-SHEPHERDFLD SITE # 1 | PJVY | EWVRA-SHEPHERD FIELD | AFGUARD | 222 Sabre Jet Boulevard | United States | West Virginia | Berkeley | Unknown | 25405 | 1.03 | 1.03
5170 | 54A45 | GASSAWAY | 540NG | WEST VIRGINIA NATIONAL GUARD | ARGUARD | 1072 State ST | United States | West Virginia | Braxton | Gassaway | 26624 | 1.03 | 1.03
184813 | 82387-12028 | HUNTINGTON MALL BARBOURSVILLE | 82387 | JOINT RECRUITING PROGRAM | USACE | HUNTINGTON MALL STORE #400 | United States | West Virginia | Cabell | Barboursville | 25504 | 1.03 | 1.03
190510 | 823030 | 25530 RTE. 60 EAST BARBOURSVILLE | 82387 | JOINT RECRUITING PROGRAM | USACE | 25530 Routhe 60 East | United States | West Virginia | Cabell | Barboursville | 25504 | 1.03 | 1.03
5508 | 54A65 | HUNTINGTON BARBOUR | 540NG | WEST VIRGINIA NATIONAL GUARD | ARGUARD | 800 Virginia AVE | United States | West Virginia | Cabell | Huntington | 25704 | 1.03 | 1.03
190621 | 821391 | 220 PARKLAND DRIVE HUNTINGTON | 70132 | INDEPENDENT DUTY HOUSING PROGRAM | USACE | 220 Parkland Drive | United States | West Virginia | Cabell | Huntington | 25705 | 1.03 | 1.03
191081 | 54C01 | MARSHALL UNIVERSITY | 540NG | WEST VIRGINIA NATIONAL GUARD | ARGUARD | Marshall University | United States | West Virginia | Cabell | Huntington | 25755 | 1.03 | 1.03
170226 | N32414-EL | NAVOPSPTCEN ELEANOR WV | N32414 | NAVSUPPACT MECHANICSBURG PA | NAVACT | 111 Army Navy Drive | United States | West Virginia | Cabell | Unknown | 25168 | 1.03 | 1.03
4036 | 54546 | BIG BEND USARC / OMS | 42560 | 99TH RRC - PENNSYLVANIA | ARRES | 1550 Spring Valley Road | United States | West Virginia | Calhoun | Bigbend | 26136 | 1.03 | 1.03
5216 | 54A48 | GLEN JEAN AFRC COMPLEX | 540NG | WEST VIRGINIA NATIONAL GUARD | ARGUARD | 409 Wood Mountain RD | United States | West Virginia | Fayette | Glen Jean | 25846 | 1.03 | 1.03
187239 | 801011 | SENECA DRIVE MOUNT HOPE | 70132 | INDEPENDENT DUTY HOUSING PROGRAM | USACE | Seneca Drive | United States | West Virginia | Fayette | Mount Hope | 25880 | 1.03 | 1.03
187326 | 70132-10361 | 314 SHAWNEE CIRCLE MT HOPE | 70132 | INDEPENDENT DUTY HOUSING PROGRAM | USACE | 314 SHAWNEE CIRCLE | United States | West Virginia | Fayette | Mount Hope | 25880 | 1.03 | 1.03
190503 | 822766 | 214 SENECA DRIVE MOUNT HOPE | 70132 | INDEPENDENT DUTY HOUSING PROGRAM | USACE | 214 Seneca Drive | United States | West Virginia | Fayette | Mount Hope | 25880 | 1.03 | 1.03
5881 | 54466 | LEWISBURG USARC | 42560 | 99TH RRC - PENNSYLVANIA | ARRES | 748 North Jefferson Street | United States | West Virginia | Greenbrier | Lewisburg | 24901 | 1.03 | 1.03
186431 | 801288 | GATEWAY COMMONS PLAZA LEWISBURG | 82387 | JOINT RECRUITING PROGRAM | USACE | Gateway Commons Plaza | United States | West Virginia | Greenbrier | Lewisburg | 24901 | 1.03 | 1.03
191746 | 824134 | 259 GATEWAY BLVD LEWISBURG | 82387 | JOINT RECRUITING PROGRAM | USACE | 259 Gateway Boulevard | United States | West Virginia | Greenbrier | Lewisburg | 24901 | 1.03 | 1.03
9479 | 54288 | LEWISBURG READINESS CENTER | 540NG | WEST VIRGINIA NATIONAL GUARD | ARACT |  | United States | West Virginia | Greenbrier | Maxwelton | 24957 | 1.03 | 1.03
5972 | 5472A | LTA, RAINELLE | 42560 | 99TH RRC - PENNSYLVANIA | ARRES | Southwest US Route 60 | United States | West Virginia | Greenbrier | Rainelle | 25962 | 1.03 | 1.03
6768 | 54766 | PFC R. E. POMEROY USARC | 42560 | 99TH RRC - PENNSYLVANIA | ARRES | 6 John Raine Drive | United States | West Virginia | Greenbrier | Rainelle | 25962 | 1.03 | 1.03
183035 | 710834 | TRACT NO. 100LE-1 RAINELLE | 42560 | 99TH RRC - PENNSYLVANIA | ARRES |  | United States | West Virginia | Greenbrier | Rainelle | 25962 | 1.03 | 1.03
7059 | 54670 | ROMNEY USARC | 42560 | 99TH RRC - PENNSYLVANIA | ARRES | 11 Industrial Park | United States | West Virginia | Hampshire | Romney | 26757 | 1.03 | 1.03
6752 | 54725 | PFC ANTHONY F EAFRATI USARC | 42560 | 99TH RRC - PENNSYLVANIA | ARRES | 100 Front Street | United States | West Virginia | Hancock | Weirton | 26062 | 1.03 | 1.03
170466 | 54A93 | MOOREFIELD | 540NG | WEST VIRGINIA NATIONAL GUARD | ARGUARD |  | United States | West Virginia | Hardy | Moorefield | 26836 | 1.03 | 1.03
188182 | 54A94 | MOOREFIELD READINESS CENTER | 540NG | WEST VIRGINIA NATIONAL GUARD | ARGUARD |  | United States | West Virginia | Hardy | Moorefield | 26836 | 1.03 | 1.03
4443 | 54810 | CLARKSBURG USARC #2 | 42560 | 99TH RRC - PENNSYLVANIA | ARRES | RT 2 BOX 77, Meadowbrook Road | United States | West Virginia | Harrison | Bridgeport | 26330 | 1.03 | 1.03
5141 | 54A12 | FWAATS-BRIDGEPORT | 540NG | WEST VIRGINIA NATIONAL GUARD | ARGUARD | 1000 Fixed Wing DR | United States | West Virginia | Harrison | Bridgeport | 26330 | 1.03 | 1.03
187691 | 801287 | MEADOWBROOK ROAD BRIDGEPORT | 82387 | JOINT RECRUITING PROGRAM | USACE | Meadowbrook Road | United States | West Virginia | Harrison | Bridgeport | 26330 | 1.03 | 1.03
3785 | 54168 | AMSA #102 (G) CLARKSBURG | 42560 | 99TH RRC - PENNSYLVANIA | ARRES | 6 Armory Road | United States | West Virginia | Harrison | Clarksburg | 26301 | 1.03 | 1.03
4441 | 54A25 | CLARKSBURG | 540NG | WEST VIRGINIA NATIONAL GUARD | ARGUARD | 5 Armory RD | United States | West Virginia | Harrison | Clarksburg | 26301 | 1.03 | 1.03
4442 | 54525 | CLARKSBURG USARC | 540NG | WEST VIRGINIA NATIONAL GUARD | ARGUARD | 3 Armory RD | United States | West Virginia | Harrison | Clarksburg | 26301 | 1.03 | 1.03
7124 | 54B55 | SALEM | 540NG | WEST VIRGINIA NATIONAL GUARD | ARGUARD | 147 W Main ST | United States | West Virginia | Harrison | Salem | 26426 | 1.03 | 1.03
185885 | 54B46 | JACKSON COUNTY AFRC | 540NG | WEST VIRGINIA NATIONAL GUARD | ARGUARD |  | United States | West Virginia | Jackson | Millwood | 25262 | 1.03 | 1.03
7372 | 54665 | SSG ROY F KUHL USARC/BMA #114 | 42560 | 99TH RRC - PENNSYLVANIA | ARRES | 331 2nd Ave | United States | West Virginia | Jackson | Ripley | 25271 | 1.03 | 1.03
188451 | 820530 | 104 MILLER DRIVE RIPLEY | 82387 | JOINT RECRUITING PROGRAM | USACE | 104 Miller Drive | United States | West Virginia | Jackson | Ripley | 25271 | 1.03 | 1.03
187889 | 810016 | 300 SUMMERS STREET CHARLESTON | 82387 | JOINT RECRUITING PROGRAM | USACE | 300 Summers Street | United States | West Virginia | Kanawha | Charleston | 25301 | 1.03 | 1.03
191342 | 823840 | 423 MCKINLEY AVENUE CHARLESTON | 70132 | INDEPENDENT DUTY HOUSING PROGRAM | USACE | 423 McKinley Avenue | United States | West Virginia | Kanawha | Charleston | 25302 | 1.03 | 1.03
183030 | 82387-12618 | PARKWAY RD CHARLESTON | 82387 | JOINT RECRUITING PROGRAM | USACE | 1000 PARKWAY RD SOUTHRIDGE CENTRE - SUITE C | United States | West Virginia | Kanawha | Charleston | 25303 | 1.03 | 1.03
189545 | 82387-12726 | RIVERWALK PLZ CHARLESTON | 82387 | JOINT RECRUITING PROGRAM | USACE | 30 RIVERWALK PLAZA STORE 9 & 37 | United States | West Virginia | Kanawha | Charleston | 25303 | 1.03 | 1.03
5177 | 54429 | GEN CHARLES C. ROGERS USARC | 42560 | 99TH RRC - PENNSYLVANIA | ARRES | 100 Military Drive | United States | West Virginia | Kanawha | Charleston | 25309 | 1.03 | 1.03
2417 | LYBH0001 | YEAGER APRT SITE # 1 | LYBH | YEAGER APRT | AFGUARD | 1679 Coonskin Drive | United States | West Virginia | Kanawha | Charleston | 25311 | 1.03 | 1.03
4395 | 54A20 | CHARLESTON | 540NG | WEST VIRGINIA NATIONAL GUARD | ARGUARD | 1701 Coonskin DR | United States | West Virginia | Kanawha | Charleston | 25311 | 1.03 | 1.03
191079 | 54C02 | CHARLESTON TOWN CENTER MALL | 540NG | WEST VIRGINIA NATIONAL GUARD | ARGUARD | Charleston Town Center Mall | United States | West Virginia | Kanawha | Charleston | 25311 | 1.03 | 1.03
4397 | 54685 | CHARLESTON AFRC / AMSA #107 | 42560 | 99TH RRC - PENNSYLVANIA | ARRES | 101 Lakeview Drive | United States | West Virginia | Kanawha | Charleston | 25313 | 1.03 | 1.03
191294 | 823884 | 1010 CIRCLE ROAD CHARLESTON | 70132 | INDEPENDENT DUTY HOUSING PROGRAM | USACE | 1010 Circle Road | United States | West Virginia | Kanawha | Charleston | 25314 | 1.03 | 1.03
191350 | 823859 | 5407 MORNING DOVE LANE CROSS LANES | 70132 | INDEPENDENT DUTY HOUSING PROGRAM | USACE | 5407 Morning Dove Lane | United States | West Virginia | Kanawha | Cross Lanes | 25313 | 1.03 | 1.03
4774 | 54A30 | DUNBAR | 540NG | WEST VIRGINIA NATIONAL GUARD | ARGUARD | 26 Fairlawn AVE | United States | West Virginia | Kanawha | Dunbar | 25064 | 1.03 | 1.03
6147 | 54B82 | MEMORIAL TRAINING TUNNEL | 540NG | WEST VIRGINIA NATIONAL GUARD | ARGUARD | 100 Memorial Tunnel RD | United States | West Virginia | Kanawha | Gallagher | 25083 | 1.03 | 1.03
191071 | 54C03 | WEST VIRGINIA STATE UNIVERSITY | 540NG | WEST VIRGINIA NATIONAL GUARD | ARGUARD | West Virginia State University | United States | West Virginia | Kanawha | Institute | 25112 | 1.03 | 1.03
7374 | 54B65 | ST ALBANS | 540NG | WEST VIRGINIA NATIONAL GUARD | ARGUARD | Newton ST | United States | West Virginia | Kanawha | St. Albans | 25177 | 1.03 | 1.03
5601 | 54487 | JANE LEW USARC/OMS | 42560 | 99TH RRC - PENNSYLVANIA | ARRES | 7605 US Highway 19N | United States | West Virginia | Lewis | Unknown | 26508 | 1.03 | 1.03
7868 | 54B75 | WESTON | 540NG | WEST VIRGINIA NATIONAL GUARD | ARGUARD | 119 Center AVE | United States | West Virginia | Lewis | Weston | 26452 | 1.03 | 1.03
9430 | 54A90 | MONAVILLE | 540NG | WEST VIRGINIA NATIONAL GUARD | ARGUARD | 400 Hudgins ST | United States | West Virginia | Logan | Logan | 25601 | 1.03 | 1.03
170705 | 54A80 | LOGAN | 540NG | WEST VIRGINIA NATIONAL GUARD | ARGUARD |  | United States | West Virginia | Logan | Logan | 25601 | 1.03 | 1.03
3661 | 54565 | 1LT HARRY B COLBORN USARC | 42560 | 99TH RRC - PENNSYLVANIA | ARRES | Mary Lou Retton Drive | United States | West Virginia | Marion | Fairmont | 26554 | 1.03 | 1.03
4910 | 54A40 | FAIRMONT | 540NG | WEST VIRGINIA NATIONAL GUARD | ARGUARD | 1516 Beverly RD | United States | West Virginia | Marion | Fairmont | 26554 | 1.03 | 1.03
183479 | 82387-12274 | MIDDLETOWN MALL FAIRMONT | 82387 | JOINT RECRUITING PROGRAM | USACE | MIDDLETOWN MALL RF-SPACES 714 & 716 | United States | West Virginia | Marion | Fairmont | 26554 | 1.03 | 1.03
187991 | 54A42 | FAIRMONT AFRC | 540NG | WEST VIRGINIA NATIONAL GUARD | ARGUARD |  | United States | West Virginia | Marion | Fairmont | 26554 | 1.03 | 1.03
188498 | 820456 | 2500 FAIRMONT AVENUE FAIRMONT | 82387 | JOINT RECRUITING PROGRAM | USACE |  | United States | West Virginia | Marion | Fairmont | 26554 | 1.03 | 1.03
1314 | 54950 | MARSHALL COUNTY READINESS CENTER | 540NG | WEST VIRGINIA NATIONAL GUARD | ARGUARD | 1600 Lafayette Avenue | United States | West Virginia | Marshall | Moundsville | 26041 | 1.03 | 1.03
6291 | 54B05 | MOUNDSVILLE | 540NG | WEST VIRGINIA NATIONAL GUARD | ARGUARD | 1501 9th ST | United States | West Virginia | Marshall | Moundsville | 26041 | 1.03 | 1.03
6537 | 54425 | NG WEST VA ORD WORKS | 540NG | WEST VIRGINIA NATIONAL GUARD | ARGUARD |  | United States | West Virginia | Mason | Point Pleasant | 25550 | 1.03 | 1.03
6837 | 54B30 | POINT PLEASANT | 540NG | WEST VIRGINIA NATIONAL GUARD | ARGUARD | 329 Main ST | United States | West Virginia | Mason | Point Pleasant | 25550 | 1.03 | 1.03
7838 | 54B70 | WELCH | 540NG | WEST VIRGINIA NATIONAL GUARD | ARGUARD | 7301 HWY 94 S | United States | West Virginia | McDowell | Welch | 24801 | 1.03 | 1.03
4075 | 54A10 | BLUEFIELD | 540NG | WEST VIRGINIA NATIONAL GUARD | ARGUARD | 2915 Old Bramwell RD | United States | West Virginia | Mercer | Bluefield | 24701 | 1.02 | 1.02
4076 | 54485 | BLUEFIELD MEM USARC | 42560 | 99TH RRC - PENNSYLVANIA | ARRES | 532 W Cumberland Road | United States | West Virginia | Mercer | Bluefield | 24701 | 1.02 | 1.02
189550 | 82387-13010 | STAFFORD DR PRINCETON | 82387 | JOINT RECRUITING PROGRAM | USACE | 1217 STAFFORD DR. RF - PINE PLAZA SHOP | United States | West Virginia | Mercer | Princeton | 24739 | 1.02 | 1.02
190398 | 822810 | 600 ISLAND STREET PRINCETOWN | 70132 | INDEPENDENT DUTY HOUSING PROGRAM | USACE | 600 Island Street | United States | West Virginia | Mercer | Princeton | 24740 | 1.02 | 1.02
191861 | 824353 | 220 S. WALKER STREET PRINCETON | 82387 | JOINT RECRUITING PROGRAM | USACE | 220 S Walker Street | United States | West Virginia | Mercer | Princeton | 24740 | 1.02 | 1.02
203 | N91571 | Allegany Ballistics Lab | N91571 | ALLEGANY BALLISTICS LAB | NAVACT | 210 West Virginia State Route 956 | United States | West Virginia | Mineral | Keyser | 26726 | 1.03 | 1.03
5723 | 54A70 | KEYSER | 540NG | WEST VIRGINIA NATIONAL GUARD | ARGUARD | 400 Kelly DR | United States | West Virginia | Mineral | Keyser | 26726 | 1.03 | 1.03
7917 | 54B80 | WILLIAMSON | 540NG | WEST VIRGINIA NATIONAL GUARD | ARGUARD | 1307 Grove ST | United States | West Virginia | Mingo | Williamson | 25661 | 1.03 | 1.03
6273 | 54B00 | MORGANTOWN | 540NG | WEST VIRGINIA NATIONAL GUARD | ARGUARD | 1705 Mileground DR | United States | West Virginia | Monongalia | Morgantown | 26505 | 1.03 | 1.03
185770 | 82387-12650 | PINEVIEW DR MORGANTOWN | 82387 | JOINT RECRUITING PROGRAM | USACE | 1231 PINEVIEW DR RF | United States | West Virginia | Monongalia | Morgantown | 26505 | 1.03 | 1.03
188183 | 54B02 | MORGANTOWN READINESS CENTER | 540NG | WEST VIRGINIA NATIONAL GUARD | ARGUARD |  | United States | West Virginia | Monongalia | Morgantown | 26505 | 1.03 | 1.03
191432 | 823950 | 865 QUADRILLA STREET MORGANTOWN | 70132 | INDEPENDENT DUTY HOUSING PROGRAM | USACE | 865 Quadrilla Street | United States | West Virginia | Monongalia | Morgantown | 26505 | 1.03 | 1.03
191072 | 54C00 | WEST VIRGINIA UNIVERSITY | 540NG | WEST VIRGINIA NATIONAL GUARD | ARGUARD |  | United States | West Virginia | Monongalia | Morgantown | 26506 | 1.03 | 1.03
6274 | 54750 | MORGANTOWN USARC | 42560 | 99TH RRC - PENNSYLVANIA | ARRES | 228 Comfort Inn Road | United States | West Virginia | Monongalia | Morgantown | 26508 | 1.03 | 1.03
186483 | 710029 | #214 HANALEI DRIVE MORGANTOWN | 70132 | INDEPENDENT DUTY HOUSING PROGRAM | USACE |  | United States | West Virginia | Monongalia | Morgantown | 26508 | 1.03 | 1.03
191347 | 823852 | 530 BLACKSTONE DRIVE MORGANTOWN | 70132 | INDEPENDENT DUTY HOUSING PROGRAM | USACE | 530 Blackstone Drive | United States | West Virginia | Monongalia | Morgantown | 26508 | 1.03 | 1.03
9498 | 54184 | SUMMERSVILLE | 540NG | WEST VIRGINIA NATIONAL GUARD | ARGUARD |  | United States | West Virginia | Nicholas | Summersville | 26651 | 1.03 | 1.03
4028 | 54745 | BG SUMMER JONES USARC | 42560 | 99TH RRC - PENNSYLVANIA | ARRES | 25 Armory Drive | United States | West Virginia | Ohio | Wheeling | 26003 | 1.03 | 1.03
6608 | 54468 | OHIO CO A/P USARC / AMSA #109 | 42560 | 99TH RRC - PENNSYLVANIA | ARRES | Route 5, Box 3 | United States | West Virginia | Ohio | Wheeling | 26003 | 1.03 | 1.03
7879 | 54B78 | WHEELING | 540NG | WEST VIRGINIA NATIONAL GUARD | ARGUARD | 62 Poultney ST | United States | West Virginia | Ohio | Wheeling | 26003 | 1.03 | 1.03
185511 | 82387-10289 | 14TH AND CHAPLINE WHEELING | 82387 | JOINT RECRUITING PROGRAM | USACE | 14TH AND CHAPLINE RF | United States | West Virginia | Ohio | Wheeling | 26003 | 1.03 | 1.03
173 | N31188 | NIOC SUGAR GROVE WV | N31188 | NIOC SUGAR GROVE WV | NAVACT | 63 Hedrick Drive | United States | West Virginia | Pendleton | Sugar Grove | 26815 | 1.24 | 1.24
360 | N31188-SG | SUGAR GROVE WV 1 | N31188 | NIOC SUGAR GROVE WV | NAVACT | 268155000 | United States | West Virginia | Pendleton | Sugar Grove | 26815 | 1.24 | 1.24
4245 | 54941 | CAMP DAWSON AFRC | 540NG | WEST VIRGINIA NATIONAL GUARD | ARGUARD |  | United States | West Virginia | Preston | Kingwood | 26537 | 1.03 | 1.03
4607 | 54A75 | CTC CAMP DAWSON-KINGWOOD | 54A75 | CAMP DAWSON - KINGWOOD | ARGUARD | 240 Army RD | United States | West Virginia | Preston | Kingwood | 26537 | 1.03 | 1.03
6886 | 54735 | PRESTON COUNTY USARC | 42560 | 99TH RRC - PENNSYLVANIA | ARRES | 13 Albright Road | United States | West Virginia | Preston | Kingwood | 26537 | 1.03 | 1.03
7733 | 54426 | VOLKSTONE | 540NG | WEST VIRGINIA NATIONAL GUARD | ARGUARD | 43 Pistol Range RD | United States | West Virginia | Preston | Kingwood | 26537 | 1.03 | 1.03
189432 | 54B83 | TERRA ALTA TRAINING AREA | 540NG | WEST VIRGINIA NATIONAL GUARD | ARGUARD |  | United States | West Virginia | Preston | Terra Alta | 26764 | 1.03 | 1.03
184277 | 82387-13062 | TEAYS VLY RD HURRICANE | 82387 | JOINT RECRUITING PROGRAM | USACE | 3751 TEAYS VALLEY ROAD TOWER COMMONS-STS-A,B,C | United States | West Virginia | Putnam | Hurricane | 25526 | 1.03 | 1.03
190253 | 822699 | 10 POPLAR HILLS HURRICANE | 70132 | INDEPENDENT DUTY HOUSING PROGRAM | USACE | 10 Poplar Hill Road | United States | West Virginia | Putnam | Hurricane | 25526 | 1.03 | 1.03
4842 | 54310 | ELEANOR | 540NG | WEST VIRGINIA NATIONAL GUARD | ARGUARD | 111 Army-Navy RD | United States | West Virginia | Putnam | Red House | 25168 | 1.03 | 1.03
190912 | 823374 | 1 SCOTTSDALE SCOTT DEPOT | 70132 | INDEPENDENT DUTY HOUSING PROGRAM | USACE | 1 Scottsdale Drive | United States | West Virginia | Putnam | Scott Depot | 25560 | 1.03 | 1.03
191303 | 823874 | 12 WOODSCAPE WAY SCOTT DEPOT | 70132 | INDEPENDENT DUTY HOUSING PROGRAM | USACE | 12 Woodscape Way | United States | West Virginia | Putnam | Scott Depot | 25560 | 1.03 | 1.03
191472 | 824001 | 127 SCOTT ACRES SCOTT DEPOT | 70132 | INDEPENDENT DUTY HOUSING PROGRAM | USACE | 127 Scott Acres | United States | West Virginia | Putnam | Scott Depot | 25560 | 1.03 | 1.03
4550 | 54760 | CORNELIUS H. CHARLTON USARC | 42560 | 99TH RRC - PENNSYLVANIA | ARRES | 201 Industrial Park Road | United States | West Virginia | Raleigh | Beaver | 25813 | 1.03 | 1.03
187848 | 810017 | 1244 NORTH EISENHOWER DRIVE BECKLEY | 82387 | JOINT RECRUITING PROGRAM | USACE | 1244 North Eisenhower Drive | United States | West Virginia | Raleigh | Beckley | 25801 | 1.03 | 1.03
189538 | 82387-12222 | MALLARD CT BECKLEY | 82387 | JOINT RECRUITING PROGRAM | USACE | 21 MALLARD COURT RF - WOODCREST PROFE | United States | West Virginia | Raleigh | Beckley | 25801 | 1.03 | 1.03
190462 | 820557 | 108 DANIELS ST. BECKLEY | 70132 | INDEPENDENT DUTY HOUSING PROGRAM | USACE | 108 Daniel Street | United States | West Virginia | Raleigh | Beckley | 25801 | 1.03 | 1.03
191690 | 824124 | 244 MERCER STREET BECKLEY | 70132 | INDEPENDENT DUTY HOUSING PROGRAM | USACE | 244 Mercer Street | United States | West Virginia | Raleigh | Beckley | 25801 | 1.03 | 1.03
4855 | 54755 | ELKINS USARC-BEVERLY WV | 42560 | 99TH RRC - PENNSYLVANIA | ARRES | Route 1, Box 225 | United States | West Virginia | Randolph | Beverly | 26253 | 1.24 | 1.24
4854 | 54A35 | ELKINS | 540NG | WEST VIRGINIA NATIONAL GUARD | ARGUARD | 142 Robert E Lee AVE | United States | West Virginia | Randolph | Elkins | 26241 | 1.24 | 1.24
185475 | 82387-13105 | TYGART VLY MALL ELKINS | 82387 | JOINT RECRUITING PROGRAM | USACE | TYGART VALLEY MALL RF | United States | West Virginia | Randolph | Elkins | 26241 | 1.24 | 1.24
185886 | 54A37 | ELKINS AFRC | 540NG | WEST VIRGINIA NATIONAL GUARD | ARGUARD |  | United States | West Virginia | Randolph | Elkins | 26241 | 1.24 | 1.24
7339 | 54B60 | SPENCER | 540NG | WEST VIRGINIA NATIONAL GUARD | ARGUARD | 624 E Maple ST | United States | West Virginia | Roane | Spencer | 25276 | 1.03 | 1.03
4161 | 54428 | BROWN USARC | 42560 | 99TH RRC - PENNSYLVANIA | ARRES | 363 Luby Street | United States | West Virginia | Taylor | Grafton | 26354 | 1.03 | 1.03
4171 | 54A15 | BUCKHANNON | 540NG | WEST VIRGINIA NATIONAL GUARD | ARGUARD | 50 Armory RD | United States | West Virginia | Upshur | Buckhannon | 26201 | 1.03 | 1.03
187799 | 54A16 | BUCKHANNON BRUSHY FORK | 540NG | WEST VIRGINIA NATIONAL GUARD | ARGUARD |  | United States | West Virginia | Upshur | Buckhannon | 26201 | 1.03 | 1.03
184273 | 82387-13071 | THIRD AVE HUNTINGTON 1 | 82387 | JOINT RECRUITING PROGRAM | USACE | 727 THIRD AVE RF | United States | West Virginia | Wayne | Huntington | 25701 | 1.03 | 1.03
5510 | 54A60 | HUNTINGTON TRI-STATE | 540NG | WEST VIRGINIA NATIONAL GUARD | ARGUARD | 2194 Booth DR | United States | West Virginia | Wayne | Kanawha City | 25330 | 1.03 | 1.03
7873 | 54620 | WETZEL COUNTY MEM USARC | 42560 | 99TH RRC - PENNSYLVANIA | ARRES | 1370 North State Street | United States | West Virginia | Wetzel | New Martinsville | 26155 | 1.03 | 1.03
6702 | 54B15 | PARKERSBURG | 540NG | WEST VIRGINIA NATIONAL GUARD | ARGUARD | 1500 Blizzard DR | United States | West Virginia | Wood | Parkersburg | 26101 | 1.03 | 1.03
6769 | 54627 | PFC REYNDOLDS USARC/AMSA #114 | 42560 | 99TH RRC - PENNSYLVANIA | ARRES | 4603 Camden Avenue | United States | West Virginia | Wood | Parkersburg | 26101 | 1.03 | 1.03
7678 | 54625 | USARC PARKERSBURG | 42560 | 99TH RRC - PENNSYLVANIA | ARRES |  | United States | West Virginia | Wood | Parkersburg | 26101 | 1.03 | 1.03
184357 | 82387-11941 | GRAND CENTRAL MALL PARKERSBURG | 82387 | JOINT RECRUITING PROGRAM | USACE | GRAND CENTRAL MALL SUITE 370 | United States | West Virginia | Wood | Parkersburg | 26101 | 1.03 | 1.03
187800 | 54B16 | PARKERSBURG COMPLEX | 540NG | WEST VIRGINIA NATIONAL GUARD | ARGUARD |  | United States | West Virginia | Wood | Parkersburg | 26101 | 1.03 | 1.03
190642 | 822772 | 38 LAKE DRIVE PARKERSBURG | 70132 | INDEPENDENT DUTY HOUSING PROGRAM | USACE | 38 Lake Drive | United States | West Virginia | Wood | Parkersburg | 26104 | 1.03 | 1.03
191060 | 54C05 | GRAND CENTRAL MALL | 540NG | WEST VIRGINIA NATIONAL GUARD | ARGUARD |  | United States | West Virginia | Wood | Vienna | 26105 | 1.24 | 1.24
6703 | 54B25 | WILLIAMSTOWN | 540NG | WEST VIRGINIA NATIONAL GUARD | ARGUARD | 285 Aviation DR | United States | West Virginia | Wood | Williamstown | 26187 | 1.03 | 1.03
3861 | 55A25 | ASHLAND | 550NG | WISCONSIN NATIONAL GUARD | ARGUARD | 420 Sanborn AVE | United States | Wisconsin | Ashland | Ashland | 54806 | 1.08 | 1.11
6987 | 55C95 | RICE LAKE | 550NG | WISCONSIN NATIONAL GUARD | ARGUARD | 307 E Barker ST | United States | Wisconsin | Barron | Rice Lake | 54868 | 1.08 | 1.11
183038 | 710537 | 2486 SOUTH MAIN STREET RICE LAKE | 82387 | JOINT RECRUITING PROGRAM | USACE | 2486 SOUTH MAIN STREET | United States | Wisconsin | Barron | Rice Lake | 54868 | 1.08 | 1.11
840 | N00128-GB | NAVOPSPTCEN GREEN BAY WI | N00128 | NAVAL STATION GREAT LAKES IL | NAVACT | 2949 Ramada Way | United States | Wisconsin | Brown | Ashwaubenon | 54304 | 1.08 | 1.11
5266 | 55A95 | GREEN BAY | 550NG | WISCONSIN NATIONAL GUARD | ARGUARD | 800 N Military AVE | United States | Wisconsin | Brown | Green Bay | 54303 | 1.08 | 1.11
182970 | 82387-12940 | SHAWANO AVE GREEN BAY | 82387 | JOINT RECRUITING PROGRAM | USACE | 1600 SHAWANO AVE | United States | Wisconsin | Brown | Green Bay | 54303 | 1.08 | 1.11
191353 | 823826 | 610 GRAY STREET GREEN BAY | 70132 | INDEPENDENT DUTY HOUSING PROGRAM | USACE | 610 Gray Street | United States | Wisconsin | Brown | Green Bay | 54303 | 1.08 | 1.11
4694 | 55836 | DENIS J. MURPHY USARC/AMSA/OMS | 27864 | 88TH RRC - MINNESOTA | ARRES | 2929 Holmgren Way | United States | Wisconsin | Brown | Green Bay | 54304 | 1.08 | 1.11
182968 | 710052 | 2700 ONEIDA ROAD GREEN BAY | 82387 | JOINT RECRUITING PROGRAM | USACE | 2700 Oneida Road Bayside Market Place Units 23 and 24 | United States | Wisconsin | Brown | Green Bay | 54304 | 1.08 | 1.11
190345 | 823005 | 3335 DAVIES AVENUE GREEN BAY | 70132 | INDEPENDENT DUTY HOUSING PROGRAM | USACE | 3335 Davies Avenue | United States | Wisconsin | Brown | Green Bay | 54311 | 1.08 | 1.11
190636 | 822788 | 3347 BAY HEIGHTS DRIVE GREEN BAY | 70132 | INDEPENDENT DUTY HOUSING PROGRAM | USACE | 3347 Bay Heights Drive | United States | Wisconsin | Brown | Green Bay | 54311 | 1.08 | 1.11
191333 | 823829 | 3121 MANTAWIC ROAD GREEN BAY | 70132 | INDEPENDENT DUTY HOUSING PROGRAM | USACE | 3121 Mantawic Road | United States | Wisconsin | Brown | Green Bay | 54311 | 1.08 | 1.11
4431 | 55A55 | CHIPPEWA FALLS | 550NG | WISCONSIN NATIONAL GUARD | ARGUARD | 2811 E Park AVE | United States | Wisconsin | Chippewa | Chippewa Falls | 54729 | 1.08 | 1.11
183552 | 711173 | 2106 EASTRIDGE CENTER EAU CLAIRE | 82387 | JOINT RECRUITING PROGRAM | USACE | 2106 Eastridge Center | United States | Wisconsin | Chippewa | Eau Claire | 54701 | 1.08 | 1.11
3698 | 55A05 | ABBOTSFORD | 550NG | WISCONSIN NATIONAL GUARD | ARGUARD | 1000 E Elm ST | United States | Wisconsin | Clark | Abbotsford | 54405 | 1.08 | 1.11
6375 | 55C05 | NEILLSVILLE | 550NG | WISCONSIN NATIONAL GUARD | ARGUARD | 411 W 18 ST | United States | Wisconsin | Clark | Neillsville | 54456 | 1.08 | 1.11
6856 | 55C65 | PORTAGE | 550NG | WISCONSIN NATIONAL GUARD | ARGUARD | 2425 W Wisconsin | United States | Wisconsin | Columbia | Portage | 53901 | 1.08 | 1.11
6876 | 55C70 | PRAIRIE DU CHIEN | 550NG | WISCONSIN NATIONAL GUARD | ARGUARD | 601 N Marquette RD | United States | Wisconsin | Crawford | Prairie Du Chien | 53821 | 1.08 | 1.11
183682 | 82387-11111 | 700 EAST BLACKHAWK AVENUE PRAIRIE DU CHIEN | 82387 | JOINT RECRUITING PROGRAM | USACE | 700 EAST BLACKHAWK AVENUE | United States | Wisconsin | Crawford | Prairie Du Chien | 53821 | 1.08 | 1.11
191711 | 824107 | 520 E. MOONEY STREET PRAIRIE DU CHIEN | 82387 | JOINT RECRUITING PROGRAM | USACE | 520 E Mooney Street | United States | Wisconsin | Crawford | Prairie Du Chien | 53821 | 1.08 | 1.11
191755 | 824318 | 5593 BYRNELAND STREET FITCHBURG | 70132 | INDEPENDENT DUTY HOUSING PROGRAM | USACE | 5593 Byrneland Street | United States | Wisconsin | Dane | Fitchburg | 53711 | 1.06 | 1.09
190488 | 822108 | 16 N. CARROLL STREET MADISON | 82387 | JOINT RECRUITING PROGRAM | USACE | 16 N. Carroll Street | United States | Wisconsin | Dane | Madison | 53562 | 1.06 | 1.09
3789 | 5550D | AMSA #139 (G) | 27864 | 88TH RRC - MINNESOTA | ARRES |  | United States | Wisconsin | Dane | Madison | 53704 | 1.06 | 1.09
5142 | 55866 | G F O'CONNELL MEM USARC/OMS | 27864 | 88TH RRC - MINNESOTA | ARRES |  | United States | Wisconsin | Dane | Madison | 53704 | 1.06 | 1.09
6014 | 55B36 | MADISON AASF 2 | 550NG | WISCONSIN NATIONAL GUARD | ARGUARD | 1950 Pearson ST | United States | Wisconsin | Dane | Madison | 53704 | 1.06 | 1.09
6018 | 55B30 | MADISON WRIGHT STREET ARMORY | 550NG | WISCONSIN NATIONAL GUARD | ARGUARD | 1420 Wright ST | United States | Wisconsin | Dane | Madison | 53704 | 1.06 | 1.09
6019 | 55B51 | MADISON TAGO/STARC | 550NG | WISCONSIN NATIONAL GUARD | ARGUARD | 2400 Wright ST | United States | Wisconsin | Dane | Madison | 53704 | 1.06 | 1.09
185125 | 82387-13069 | THIERER RD MADISON | 82387 | JOINT RECRUITING PROGRAM | USACE | 1779 THIERER ROAD THE AVENUE SHOPS | United States | Wisconsin | Dane | Madison | 53704 | 1.06 | 1.09
185126 | 82387-11576 | CROSSROADS DR MADISON | 82387 | JOINT RECRUITING PROGRAM | USACE | 2810 CROSSROADS DR. SUITE E & F | United States | Wisconsin | Dane | Madison | 53704 | 1.06 | 1.09
188170 | 55B53 | MADISON AFRC | 550NG | WISCONSIN NATIONAL GUARD | ARGUARD |  | United States | Wisconsin | Dane | Madison | 53704 | 1.06 | 1.09
191075 | XGFG0002 | TRUAXANGBASE SITE # 2 | XGFG | TRUAX ANG BASE | AFGUARD | Madison Airport | United States | Wisconsin | Dane | Madison | 53704 | 1.06 | 1.09
7598 | 55865 | TRUMAN O OLSON USARC | 27864 | 88TH RRC - MINNESOTA | ARRES |  | United States | Wisconsin | Dane | Madison | 53715 | 1.06 | 1.09
185128 | 82387-12698 | REGENT ST MADISON | 82387 | JOINT RECRUITING PROGRAM | USACE | 780 REGENT ST SUITES 302 & 303 | United States | Wisconsin | Dane | Madison | 53715 | 1.06 | 1.09
185124 | 82387-12580 | ODANA RD MADISON | 82387 | JOINT RECRUITING PROGRAM | USACE | 6610 ODANA ROAD MARKET SQUARE | United States | Wisconsin | Dane | Madison | 53719 | 1.06 | 1.09
185854 | 18081-10173 | 559 D'ONONFRIO DRIVE MADISON | 18081 | ARMY MISSION SUPPORT | USACE | 559 D'ONONFRIO DRIVE | United States | Wisconsin | Dane | Madison | 53719 | 1.06 | 1.09
191022 | 823455 | 3408 KESWICK COURT MADISON | 70132 | INDEPENDENT DUTY HOUSING PROGRAM | USACE | 3408 Keswick Court | United States | Wisconsin | Dane | Madison | 53719 | 1.06 | 1.09
191701 | 824122 | 3833 DRUMLIN DRIVE MADISON | 70132 | INDEPENDENT DUTY HOUSING PROGRAM | USACE | 3833 Drumlin Drive | United States | Wisconsin | Dane | Madison | 53719 | 1.06 | 1.09
183160 | 710712 | 7781 ELMWOOD AVENUE MIDDLETON | 82387 | JOINT RECRUITING PROGRAM | USACE | 7781 Elmwood Avenue Unit #5 | United States | Wisconsin | Dane | Middleton | 53562 | 1.06 | 1.09
191171 | 823545 | 346 PASQUE STREET SUN PRAIRIE | 70132 | INDEPENDENT DUTY HOUSING PROGRAM | USACE | 346 Pasque Street | United States | Wisconsin | Dane | Sun Prairie | 53590 | 1.06 | 1.09
3360 | XGFU0001 | TRUAX TACAN ANNEX SITE # 1 | XGFG | TRUAX ANG BASE | AFGUARD | 4436 Windsor Road | United States | Wisconsin | Dane | Unknown | 53598 | 1.06 | 1.09
3359 | XGFG0001 | TRUAXANGBASE SITE # 1 | XGFG | TRUAX ANG BASE | AFGUARD | 3110 Mitchell Street | United States | Wisconsin | Dane | Unknown | 53704 | 1.06 | 1.09
3967 | 55760 | BEAVER DAM MEMORIAL USARC/OMS | 27864 | 88TH RRC - MINNESOTA | ARRES | 220 Gould Street | United States | Wisconsin | Dodge | Beaver Dam | 53916 | 1.08 | 1.11
185122 | 800162 | 302 WEST MAIN STREET WATERTOWN | 82387 | JOINT RECRUITING PROGRAM | USACE | 302 West Main Street | United States | Wisconsin | Dodge | Watertown | 53094 | 1.08 | 1.11
7477 | 55D35 | SUPERIOR | 550NG | WISCONSIN NATIONAL GUARD | ARGUARD | 205 Russell AVE | United States | Wisconsin | Douglas | Superior | 54880 | 1.08 | 1.11
183040 | 710862 | 69 N. 28TH STREET E SUPERIOR | 82387 | JOINT RECRUITING PROGRAM | USACE | 69 N. 28th Street E Space 1 | United States | Wisconsin | Douglas | Superior | 54880 | 1.08 | 1.11
186247 | 82387-12326 | N 28TH ST SUPERIOR | 82387 | JOINT RECRUITING PROGRAM | USACE | 69 NORTH 28TH STREET #10 | United States | Wisconsin | Douglas | Superior | 54880 | 1.08 | 1.11
6154 | 55B80 | MENOMONIE | 550NG | WISCONSIN NATIONAL GUARD | ARGUARD | 315 28th AVE W | United States | Wisconsin | Dunn | Menomonie | 54751 | 1.08 | 1.11
4812 | 55785 | EAU CLAIRE USARC | 27864 | 88TH RRC - MINNESOTA | ARRES | 2005 Keith Street | United States | Wisconsin | Eau Claire | Eau Claire | 54701 | 1.08 | 1.11
4809 | 55A65 | EAU CLAIRE | 550NG | WISCONSIN NATIONAL GUARD | ARGUARD | 1730 North LN | United States | Wisconsin | Eau Claire | Eau Claire | 54703 | 1.08 | 1.11
4811 | 5524A | EAU CLAIRE AMSA #155 (G) | 27864 | 88TH RRC - MINNESOTA | ARRES | 3810 McIntyre Avenue | United States | Wisconsin | Eau Claire | Eau Claire | 54703 | 1.08 | 1.11
5803 | 55786 | LAND FOR FUTURE USARC-WI-55786 | 27864 | 88TH RRC - MINNESOTA | ARRES | White Avenue & Hogarth Street | United States | Wisconsin | Eau Claire | Eau Claire | 54703 | 1.08 | 1.11
187214 | 800997 | HARTZELL LANE EAU CLAIRE | 70132 | INDEPENDENT DUTY HOUSING PROGRAM | USACE | Hartzell Lane | United States | Wisconsin | Eau Claire | Eau Claire | 54703 | 1.08 | 1.11
4967 | 55A80 | FOND DU LAC | 550NG | WISCONSIN NATIONAL GUARD | ARGUARD | 796 Sullivan DR | United States | Wisconsin | Fond du Lac | Fond Du Lac | 54935 | 1.08 | 1.11
4968 | 55805 | FOND DU LAC USARC | 27864 | 88TH RRC - MINNESOTA | ARRES | 474 Fond Du Lac Avenue | United States | Wisconsin | Fond du Lac | Fond Du Lac | 54935 | 1.08 | 1.11
187396 | 82387-12415 | N MAIN ST FOND DU LAC | 82387 | JOINT RECRUITING PROGRAM | USACE | 31 NORTH MAIN STREET 31, 37, 39 AND 391/2 | United States | Wisconsin | Fond du Lac | Fond Du Lac | 54935 | 1.08 | 1.11
187504 | 82387-12664 | PORTLAND ST RAMP FOND DU LAC | 82387 | JOINT RECRUITING PROGRAM | USACE | PORTLAND ST RAMP | United States | Wisconsin | Fond du Lac | Fond Du Lac | 54935 | 1.08 | 1.11
7013 | 55D00 | RIPON | 550NG | WISCONSIN NATIONAL GUARD | ARGUARD | 707 E Fond Du Lac ST | United States | Wisconsin | Fond du Lac | Ripon | 54971 | 1.08 | 1.11
7817 | 55D75 | WAUPUN | 550NG | WISCONSIN NATIONAL GUARD | ARGUARD | 833 S 17th AVE | United States | Wisconsin | Fond du Lac | Waupun | 53963 | 1.08 | 1.11
6822 | 55C55 | PLATTEVILLE | 550NG | WISCONSIN NATIONAL GUARD | ARGUARD | 475 N Water ST | United States | Wisconsin | Grant | Platteville | 53818 | 1.08 | 1.11
170794 | 55C57 | PLATTEVILLE READINESS CENTER | 550NG | WISCONSIN NATIONAL GUARD | ARGUARD |  | United States | Wisconsin | Grant | Platteville | 53818 | 1.08 | 1.11
6243 | 55B95 | MONROE | 550NG | WISCONSIN NATIONAL GUARD | ARGUARD | 1130 30th ST | United States | Wisconsin | Green | Monroe | 53566 | 1.08 | 1.11
190603 | 820408 | 1514 11TH STREET MONROE | 82387 | JOINT RECRUITING PROGRAM | USACE | 1514 11th Street | United States | Wisconsin | Green | Monroe | 53566 | 1.08 | 1.11
4008 | 55A40 | BERLIN | 550NG | WISCONSIN NATIONAL GUARD | ARGUARD | 147 Memorial DR | United States | Wisconsin | Green Lake | Berlin | 54923 | 1.08 | 1.11
4736 | 55775 | DODGEVILLE MEMORIAL USARC | 27864 | 88TH RRC - MINNESOTA | ARRES | 410 E Leffler Street | United States | Wisconsin | Iowa | Dodgeville | 53533 | 1.08 | 1.11
5514 | 5538A | HURLEY USARC/S-S | 27864 | 88TH RRC - MINNESOTA | ARRES | 380 Ringle Drive | United States | Wisconsin | Iron | Hurley | 54534 | 1.08 | 1.11
4056 | 55A45 | BLACK RVR FALL | 550NG | WISCONSIN NATIONAL GUARD | ARGUARD | Hiway 54 W | United States | Wisconsin | Jackson | Black River Falls | 54615 | 1.08 | 1.11
4979 | 55A90 | FORT ATKINSON | 550NG | WISCONSIN NATIONAL GUARD | ARGUARD | 420 Bark River DR | United States | Wisconsin | Jefferson | Fort Atkinson | 53538 | 1.08 | 1.11
7803 | 55D65 | WATERTOWN | 550NG | WISCONSIN NATIONAL GUARD | ARGUARD | 411 Dodge ST | United States | Wisconsin | Jefferson | Watertown | 53094 | 1.08 | 1.11
3395 | YAQF0001 | VOLK ANG BASE SITE # 1 | YAQF | VOLK ANG BASE | AFGUARD | 100 Independence Drive | United States | Wisconsin | Juneau | Camp Douglas | 54618 | 1.08 | 1.11
4294 | 55D45 | CAMP WILLIAMS TOMAH MTA | 550NG | WISCONSIN NATIONAL GUARD | ARGUARD | 119 Main ST | United States | Wisconsin | Juneau | Camp Douglas | 54618 | 1.08 | 1.11
187988 | YAQF0002 | VOLK ANG BASE SITE # 2 | YAQF | VOLK ANG BASE | AFGUARD |  | United States | Wisconsin | Juneau | Camp Douglas | 54618 | 1.08 | 1.11
6115 | 55B70 | MAUSTON | 550NG | WISCONSIN NATIONAL GUARD | ARGUARD | 919 Division ST | United States | Wisconsin | Juneau | Mauston | 53948 | 1.08 | 1.11
2072 | GRAE0001 | HARDWOOD WEAPONS RANGE (ANG) SITE # 1 | YAQF | VOLK ANG BASE | AFGUARD | 16226 11th Avenue | United States | Wisconsin | Juneau | Necedah | 54646 | 1.08 | 1.11
190589 | 822363 | 11880 74TH PLACE KENOSHA | 82387 | JOINT RECRUITING PROGRAM | USACE | 11880 74th Place | United States | Wisconsin | Kenosha | Kenosha | 53142 | 1.08 | 1.11
5717 | 55B25 | KENOSHA OMS 6 | 550NG | WISCONSIN NATIONAL GUARD | ARGUARD | 4200 43Rd AVE | United States | Wisconsin | Kenosha | Kenosha | 53144 | 1.08 | 1.11
6631 | 5569A | ONALASKA STORAGE FACILITY | 27864 | 88TH RRC - MINNESOTA | ARRES |  | United States | Wisconsin | La Crosse | La Crosse | 54601 | 1.08 | 1.11
6630 | 55C35 | ONALASKA | 550NG | WISCONSIN NATIONAL GUARD | ARGUARD | 910 Oak Forest DR | United States | Wisconsin | La Crosse | Onalaska | 54650 | 1.08 | 1.11
187406 | 801001 | STATE ROAD 16 ONALASKA | 82387 | JOINT RECRUITING PROGRAM | USACE | State Road 16 | United States | Wisconsin | La Crosse | Onalaska | 54650 | 1.08 | 1.11
3821 | 55A10 | ANTIGO | 550NG | WISCONSIN NATIONAL GUARD | ARGUARD | 720 Amron AVE | United States | Wisconsin | Langlade | Antigo | 54409 | 1.08 | 1.11
6159 | 55B85 | MERRILL | 550NG | WISCONSIN NATIONAL GUARD | ARGUARD | 106 N Memorial DR | United States | Wisconsin | Lincoln | Merrill | 54452 | 1.08 | 1.11
7566 | 55D50 | TOMAHAWK | 550NG | WISCONSIN NATIONAL GUARD | ARGUARD | 198 Armory DR | United States | Wisconsin | Lincoln | Tomahawk | 54487 | 1.08 | 1.11
3809 | 55886 | ANDREW MILLER USARC/OMS | 27864 | 88TH RRC - MINNESOTA | ARRES | 3125 South 10th Street | United States | Wisconsin | Manitowoc | Manitowoc | 54220 | 1.08 | 1.11
187472 | 801275 | CALUMET AVENUE MANITOWOC | 82387 | JOINT RECRUITING PROGRAM | USACE | Calumet Avenue | United States | Wisconsin | Manitowoc | Manitowoc | 54220 | 1.08 | 1.11
7650 | 55D55 | TWO RIVERS | 550NG | WISCONSIN NATIONAL GUARD | ARGUARD | 2520 Commerce ST | United States | Wisconsin | Manitowoc | Two Rivers | 54241 | 1.08 | 1.11
6286 | 55C00 | MOSINEE | 550NG | WISCONSIN NATIONAL GUARD | ARGUARD | 1000 Jackson ST | United States | Wisconsin | Marathon | Mosinee | 54455 | 1.08 | 1.11
3626 | 55456 | WAUSAU USARC | 27864 | 88TH RRC - MINNESOTA | ARRES | 5700 N. 28th Avenue | United States | Wisconsin | Marathon | Wausau | 54401 | 1.08 | 1.11
3627 | 55995 | WAUSAU USARC - OLD | 27864 | 88TH RRC - MINNESOTA | ARRES | 1300 Sherman Street | United States | Wisconsin | Marathon | Wausau | 54401 | 1.08 | 1.11
7818 | 55D80 | WAUSAU OMS 13 | 550NG | WISCONSIN NATIONAL GUARD | ARGUARD | 220 S 18th AVE | United States | Wisconsin | Marathon | Wausau | 54401 | 1.08 | 1.11
188431 | 55D85 | WAUSAU READINESS CENTER AND FMS | 550NG | WISCONSIN NATIONAL GUARD | ARGUARD |  | United States | Wisconsin | Marathon | Wausau | 54401 | 1.08 | 1.11
183013 | 82387-11940 | GRAND AVE WAUSAU | 82387 | JOINT RECRUITING PROGRAM | USACE | 330 GRAND AVE SUITE 100 | United States | Wisconsin | Marathon | Wausau | 54403 | 1.08 | 1.11
6072 | 55B55 | MARINETTE | 550NG | WISCONSIN NATIONAL GUARD | ARGUARD | 2000 Mary ST | United States | Wisconsin | Marinette | Marinette | 54143 | 1.08 | 1.11
183629 | 82387-12732 | ROOSEVELT RD MARINETTE | 82387 | JOINT RECRUITING PROGRAM | USACE | 2800 ROOSEVELT RD | United States | Wisconsin | Marinette | Marinette | 54143 | 1.08 | 1.11
191641 | 824127 | 3511 MURRAY STREET MARINETTE | 82387 | JOINT RECRUITING PROGRAM | USACE | 3511 Murray Street | United States | Wisconsin | Marinette | Marinette | 54143 | 1.08 | 1.11
189829 | 821914 | 218 EAST SPOONER ROAD FOX POINT | 70132 | INDEPENDENT DUTY HOUSING PROGRAM | USACE | 218 East Spooner Road | United States | Wisconsin | Milwaukee | Fox Point | 53217 | 1.09 | 1.13
183551 | 82387-13360 | WEST LAYTON GREENFIELD | 82387 | JOINT RECRUITING PROGRAM | USACE | 6176 WEST LAYTON | United States | Wisconsin | Milwaukee | Greenfield | 53220 | 1.09 | 1.13
185692 | 710535 | 6196 W. LAYTON AVENUE GREENFIELD | 82387 | JOINT RECRUITING PROGRAM | USACE | 6196 W. LAYTON AVENUE | United States | Wisconsin | Milwaukee | Greenfield | 53220 | 1.09 | 1.13
190564 | 823002 | 744 N. 4TH STREET MILWAUKEE | 82387 | JOINT RECRUITING PROGRAM | USACE | 744 N. 4th Street | United States | Wisconsin | Milwaukee | Milwaukee | 53203 | 1.09 | 1.13
848 | N00128-ML | NAVOPSPTCEN MILWAUKEE WI | N00128 | NAVAL STATION GREAT LAKES IL | NAVACT | 2401 S Lincoln Memorial Dr | United States | Wisconsin | Milwaukee | Milwaukee | 53207 | 1.09 | 1.13
6214 | 55915 | MILWAUKEE (LOGAN) USARC/OMS | 27864 | 88TH RRC - MINNESOTA | ARRES |  | United States | Wisconsin | Milwaukee | Milwaukee | 53207 | 1.09 | 1.13
187757 | HTUV0002 | GEN MITCHELL IAP SITE #2 | HTUV | GEN MITCHELL IAP (ANGB) | AFGUARD |  | United States | Wisconsin | Milwaukee | Milwaukee | 53207 | 1.09 | 1.13
187777 | HTUV0003 | GEN MITCHELL IAP SITE #3 | HTUV | GEN MITCHELL IAP (ANGB) | AFGUARD |  | United States | Wisconsin | Milwaukee | Milwaukee | 53207 | 1.09 | 1.13
187778 | HTUV0004 | GEN MITCHELL IAP SITE #4 | HTUV | GEN MITCHELL IAP (ANGB) | AFGUARD |  | United States | Wisconsin | Milwaukee | Milwaukee | 53207 | 1.09 | 1.13
191162 | 823693 | 2760 N. SHOLES AVENUE MILWAUKEE | 70132 | INDEPENDENT DUTY HOUSING PROGRAM | USACE | 2760 N. Sholes Avenue | United States | Wisconsin | Milwaukee | Milwaukee | 53210 | 1.09 | 1.13
6213 | 55B90 | MILWAUKEE OMS 3 | 550NG | WISCONSIN NATIONAL GUARD | ARGUARD | 4108 N Richards ST | United States | Wisconsin | Milwaukee | Milwaukee | 53212 | 1.09 | 1.13
170791 | 55B93 | MILWAUKEE READINESS CENTER & FMS | 550NG | WISCONSIN NATIONAL GUARD | ARGUARD |  | United States | Wisconsin | Milwaukee | Milwaukee | 53212 | 1.09 | 1.13
7745 | 55999 | W. SILVER SPRING COMPLEX | 27864 | 88TH RRC - MINNESOTA | ARRES | 4828 West Silver Spring Drive | United States | Wisconsin | Milwaukee | Milwaukee | 53218 | 1.09 | 1.13
183162 | 82387-11212 | 8333 W. APPLETON AVE MILWAUKEE | 82387 | JOINT RECRUITING PROGRAM | USACE | 8333 W. APPLETON AVE | United States | Wisconsin | Milwaukee | Milwaukee | 53218 | 1.09 | 1.13
183165 | 82387-13306 | W SILVER SPRING DR MILWAUKEE | 82387 | JOINT RECRUITING PROGRAM | USACE | 5130 W SILVER SPR DR | United States | Wisconsin | Milwaukee | Milwaukee | 53218 | 1.09 | 1.13
183163 | 82387-13248 | W LIBERTY DR MILWAUKEE | 82387 | JOINT RECRUITING PROGRAM | USACE | 11100 WEST LIBERTY DRIVE | United States | Wisconsin | Milwaukee | Milwaukee | 53224 | 1.09 | 1.13
183166 | 82387-10100 | 11050 W. LIBERTY DRIVE MILWAUKEE | 82387 | JOINT RECRUITING PROGRAM | USACE | 11050 W. LIBERTY DRIVE | United States | Wisconsin | Milwaukee | Milwaukee | 53224 | 1.09 | 1.13
191739 | 824266 | 1400 WELLS STREET MILWAUKEE | 82387 | JOINT RECRUITING PROGRAM | USACE | 1400 Wells Street | United States | Wisconsin | Milwaukee | Milwaukee | 53233 | 1.09 | 1.13
6584 | 55C20 | OAK CREEK | 550NG | WISCONSIN NATIONAL GUARD | ARGUARD | 8520 S Howell AVE | United States | Wisconsin | Milwaukee | Oak Creek | 53154 | 1.09 | 1.13
187831 | 810059 | 10050 S. 27TH STREET OAK CREEK | 82387 | JOINT RECRUITING PROGRAM | USACE | 10050 S. 27th Street | United States | Wisconsin | Milwaukee | Oak Creek | 53154 | 1.09 | 1.13
2114 | HTUV0001 | GEN MITCHELL IAP SITE # 1 | HTUV | GEN MITCHELL IAP (ANGB) | AFGUARD | 1919 East Grange Avenue | United States | Wisconsin | Milwaukee | Unknown | 53207 | 1.09 | 1.13
183627 | 82387-12055 | INNOVATION DR WAUWATOSA | 82387 | JOINT RECRUITING PROGRAM | USACE | 10000 INNOVATION DRIVE SUITE 155 | United States | Wisconsin | Milwaukee | Wauwatosa | 53226 | 1.09 | 1.13
186507 | 82387-12428 | N MAYFAIR RD WAUWATOSA | 82387 | JOINT RECRUITING PROGRAM | USACE | 2505 N MAYFAIR RD | United States | Wisconsin | Milwaukee | Wauwatosa | 53226 | 1.09 | 1.13
185864 | 710129 | 6125 WEST NATIONAL AVENUE WEST ALLIS | 82387 | JOINT RECRUITING PROGRAM | USACE | 6125 West National Avenue | United States | Wisconsin | Milwaukee | West Allis | 53214 | 1.09 | 1.13
5029 | 55425 | FORT MCCOY | 55425 | FORT MCCOY | ARRES | U.S. Highway 21 at Main "M" Street Gate | United States | Wisconsin | Monroe | Sparta | 54656 | 1.07 | 1.09
7332 | 55D15 | SPARTA | 550NG | WISCONSIN NATIONAL GUARD | ARGUARD | 1685 Mcminnville HWY | United States | Wisconsin | Monroe | Sparta | 54656 | 1.07 | 1.09
185499 | 27864-10020 | SECTION 9,16,21,28 NEW LYME | 74339 |  | ARRES | SECTION 9,16,21,28 TNSHP 19 | United States | Wisconsin | Monroe | Sparta | 54656 | 1.07 | 1.09
185500 | 27864-10015 | FORT MCCOY SPARTA | 27864 | 88TH RRC - MINNESOTA | ARRES | FORT MCCOY | United States | Wisconsin | Monroe | Sparta | 54656 | 1.07 | 1.09
185501 | 550NG-10001 | BLACK RIVER STATE SPARTA | 550NG | WISCONSIN NATIONAL GUARD | ARGUARD | BLACK RIVER STATE FOREST, FORT MCCOY | United States | Wisconsin | Monroe | Sparta | 54656 | 1.07 | 1.09
186090 | 801286 | RAILROAD SURVEY STATION 8626.32 SPARTA | 18081 | ARMY MISSION SUPPORT | ARACT |  | United States | Wisconsin | Monroe | Sparta | 54656 | 1.07 | 1.09
186875 | 801285 | RAILROAD SURVEY STATION 8491+30 SPARTA | 18081 | ARMY MISSION SUPPORT | ARACT |  | United States | Wisconsin | Monroe | Sparta | 54656 | 1.07 | 1.09
7565 | 55D40 | TOMAH | 550NG | WISCONSIN NATIONAL GUARD | ARGUARD | 215 Armory RD | United States | Wisconsin | Monroe | Tomah | 54660 | 1.07 | 1.09
190602 | 822999 | 1500 N SUPERIOR AVE TOMAH | 82387 | JOINT RECRUITING PROGRAM | USACE | 1500 N. Superior Avenue | United States | Wisconsin | Monroe | Tomah | 54660 | 1.09 | 1.13
113 | M68479-0012 | GREEN BAY WI | M68479 | HDQTRS 4TH MARDIV NEW ORLEANS | MCRES | 2949 Ramada Way | United States | Wisconsin | Oconto | Unknown | 54161 | 1.08 | 1.11
6986 | 55C90 | RHINELANDER | 550NG | WISCONSIN NATIONAL GUARD | ARGUARD | 1136 Military RD | United States | Wisconsin | Oneida | Rhinelander | 54501 | 1.08 | 1.11
183448 | 82387-13031 | STEVENS ST RHINELANDER | 82387 | JOINT RECRUITING PROGRAM | USACE | 156 STEVENS STREET | United States | Wisconsin | Oneida | Rhinelander | 54501 | 1.08 | 1.11
191483 | 823786 | 2114 LINCOLN STREET RHINELANDER | 82387 | JOINT RECRUITING PROGRAM | USACE | 2114 Lincoln Street | United States | Wisconsin | Oneida | Rhinelander | 54501 | 1.09 | 1.13
3827 | 55750 | APPLETON USARC/OMS | 27864 | 88TH RRC - MINNESOTA | ARRES | 1824 Ballard Road | United States | Wisconsin | Outagamie | Appleton | 54911 | 1.08 | 1.11
183672 | 82387-13221 | W COLLEGE AVE APPLETON | 82387 | JOINT RECRUITING PROGRAM | USACE | 3436 W. COLLEGE AVENUE | United States | Wisconsin | Outagamie | Appleton | 54911 | 1.08 | 1.11
3824 | 55A15 | APPLETON | 550NG | WISCONSIN NATIONAL GUARD | ARGUARD | 2801 W 2nd ST | United States | Wisconsin | Outagamie | Appleton | 54914 | 1.08 | 1.11
183673 | 82387-12843 | S MEMORIAL APPLETON | 82387 | JOINT RECRUITING PROGRAM | USACE | 2000 S MEMORIAL | United States | Wisconsin | Outagamie | Appleton | 54915 | 1.08 | 1.11
191489 | 824043 | 3136 SPRINGFIELD DRIVE APPLETON | 70132 | INDEPENDENT DUTY HOUSING PROGRAM | USACE | 3136 Springfield Drive | United States | Wisconsin | Outagamie | Appleton | 54915 | 1.08 | 1.11
190864 | 823266 | 393 DOUGLAS LANE CEDARBURG | 70132 | INDEPENDENT DUTY HOUSING PROGRAM | USACE | 393 Douglas Lane | United States | Wisconsin | Ozaukee | Cedarburg | 53012 | 1.08 | 1.11
191115 | 823652 | 1102 2ND AVENUE GRAFTON | 70132 | INDEPENDENT DUTY HOUSING PROGRAM | USACE | 1102 2nd Avenue | United States | Wisconsin | Ozaukee | Grafton | 53024 | 1.08 | 1.11
4862 | 5525A | ELLSWORTH USARC | 27864 | 88TH RRC - MINNESOTA | ARRES |  | United States | Wisconsin | Pierce | Ellsworth | 54011 | 1.08 | 1.11
7016 | 55D05 | RIVER FALLS | 550NG | WISCONSIN NATIONAL GUARD | ARGUARD | 815 W Division ST | United States | Wisconsin | Pierce | River Falls | 54022 | 1.08 | 1.11
189724 | 821916 | 12715 W 720TH AVENUE RIVER FALLS | 70132 | INDEPENDENT DUTY HOUSING PROGRAM | USACE | 12715 W 720th Avenue | United States | Wisconsin | Pierce | River Falls | 54022 | 1.08 | 1.11
5672 | 55840 | JUNCTION CITY USARC | 27864 | 88TH RRC - MINNESOTA | ARRES | 201 County Road G | United States | Wisconsin | Portage | Junction City | 54443 | 1.08 | 1.11
184360 | 710218 | 3070 VILLAGE PARK DRIVE PLOVER | 82387 | JOINT RECRUITING PROGRAM | USACE | 3070 Village Park Drive Suites A, B, C, and D | United States | Wisconsin | Portage | Plover | 54467 | 1.08 | 1.11
191405 | 823946 | 1515 LOMBARD DRIVE PLOVER | 70132 | INDEPENDENT DUTY HOUSING PROGRAM | USACE | 1515 Lombard Drive | United States | Wisconsin | Portage | Plover | 54467 | 1.08 | 1.11
7430 | 55D30 | STEVENS POINT | 550NG | WISCONSIN NATIONAL GUARD | ARGUARD | 1320 Main ST | United States | Wisconsin | Portage | Stevens Point | 54481 | 1.08 | 1.11
4187 | 55A50 | BURLINGTON | 550NG | WISCONSIN NATIONAL GUARD | ARGUARD | 240 S Wisconsin ST | United States | Wisconsin | Racine | Burlington | 53105 | 1.08 | 1.11
186911 | 800996 | HWY 36/83 BURLINGTON | 82387 | JOINT RECRUITING PROGRAM | USACE | Highway 36/83 | United States | Wisconsin | Racine | Burlington | 53105 | 1.08 | 1.11
4567 | 55205 | COUNTY LINE RANGE RACINE | 550NG | WISCONSIN NATIONAL GUARD | ARGUARD | 603 Main ST | United States | Wisconsin | Racine | Racine | 53403 | 1.08 | 1.11
6924 | 55C75 | RACINE | 550NG | WISCONSIN NATIONAL GUARD | ARGUARD | 700 24th ST | United States | Wisconsin | Racine | Racine | 53403 | 1.08 | 1.11
183037 | 82387-11623 | DURAND AVE RACINE | 82387 | JOINT RECRUITING PROGRAM | USACE | 5538 DURAND AVENUE SPACE B-264/REGENCY MALL | United States | Wisconsin | Racine | Racine | 53406 | 1.08 | 1.11
7457 | 55976 | STURTEVANT USARC | 27864 | 88TH RRC - MINNESOTA | ARRES | 1855 Wisconsin Street (Hwy H) | United States | Wisconsin | Racine | Sturtevant | 53177 | 1.08 | 1.11
6992 | 55C97 | RICHLAND CENTER | 550NG | WISCONSIN NATIONAL GUARD | ARGUARD | 1350 Peebles DR | United States | Wisconsin | Richland | Richland Center | 53581 | 1.08 | 1.11
3989 | 55A37 | BELOIT | 550NG | WISCONSIN NATIONAL GUARD | ARGUARD | 2700 Kennedy DR | United States | Wisconsin | Rock | Beloit | 53511 | 1.08 | 1.11
7910 | 55770 | WILLIAM J HUEMPFNER USARC | 27864 | 88TH RRC - MINNESOTA | ARRES | 2426 Prairie Avenue | United States | Wisconsin | Rock | Beloit | 53511 | 1.08 | 1.11
5602 | 55B15 | JANESVILLE | 550NG | WISCONSIN NATIONAL GUARD | ARGUARD | 11 Palmer DR | United States | Wisconsin | Rock | Janesville | 53545 | 1.08 | 1.11
5603 | 55B20 | JANESVILLE MVSB | 550NG | WISCONSIN NATIONAL GUARD | ARGUARD | 1120 So Academy ST | United States | Wisconsin | Rock | Janesville | 53546 | 1.08 | 1.11
185073 | 82387-11592 | DEERFIELD RD JANESVILLE | 82387 | JOINT RECRUITING PROGRAM | USACE | 2900 DEERFIELD ROAD UNIT 9D | United States | Wisconsin | Rock | Janesville | 53546 | 1.08 | 1.11
191407 | 823953 | 155 BUTEN STREET MILTON | 70132 | INDEPENDENT DUTY HOUSING PROGRAM | USACE | 155 Buten Street | United States | Wisconsin | Rock | Milton | 53563 | 1.08 | 1.11
7093 | 55860 | RUSK CTY VET MEMORIAL USARC | 27864 | 88TH RRC - MINNESOTA | ARRES | 819 Summit Avenue | United States | Wisconsin | Rusk | Ladysmith | 54848 | 1.08 | 1.11
3909 | 55125 | BADGER AAP | 55125 | BADGER ARMY AMMUNITION PLANT | ARACT | 1 Badger Rd | United States | Wisconsin | Sauk | Baraboo | 53913 | 1.08 | 1.11
3924 | 55A35 | BARABOO | 550NG | WISCONSIN NATIONAL GUARD | ARGUARD | 999 S Boulevard | United States | Wisconsin | Sauk | Baraboo | 53913 | 1.08 | 1.11
183678 | 82387-11256 | 906, 914 & 918 8TH AVENUE BARABOO | 82387 | JOINT RECRUITING PROGRAM | USACE | 906, 914 & 918 8TH AVENUE UNIT 10 | United States | Wisconsin | Sauk | Baraboo | 53913 | 1.08 | 1.11
183679 | 82387-12144 | LINN ST BARABOO | 82387 | JOINT RECRUITING PROGRAM | USACE | 333 LINN STREET | United States | Wisconsin | Sauk | Baraboo | 53913 | 1.08 | 1.11
185658 | 18081-10699 | TRACT 127L MERRIMAC | 18081 | ARMY MISSION SUPPORT | USACE | TRACT 127L BADGER AAP | United States | Wisconsin | Sauk | Merrimac | 53561 | 1.08 | 1.11
185462 | 18081-10594 | SEC 23, T10N, R6E PRAIRIE DU SAC | 18081 | ARMY MISSION SUPPORT | USACE | SEC 23, T10N, R6E | United States | Wisconsin | Sauk | Prairie Du Sac | 53578 | 1.08 | 1.11
6971 | 55C85 | REEDSBURG | 550NG | WISCONSIN NATIONAL GUARD | ARGUARD | 549 S Dewey AVE | United States | Wisconsin | Sauk | Reedsburg | 53959 | 1.08 | 1.11
4295 | 55B05 | CAMP WISMER HAYWARD | 550NG | WISCONSIN NATIONAL GUARD | ARGUARD | 8575 N County RD K | United States | Wisconsin | Sawyer | Hayward | 54843 | 1.08 | 1.11
5394 | 55B10 | HAYWARD | 550NG | WISCONSIN NATIONAL GUARD | ARGUARD | 10691 Main ST | United States | Wisconsin | Sawyer | Hayward | 54843 | 1.08 | 1.11
5395 | 55B12 | HAYWARD OMS 12 | 550NG | WISCONSIN NATIONAL GUARD | ARGUARD | 9745N Boys Camp RD | United States | Wisconsin | Sawyer | Hayward | 54843 | 1.08 | 1.11
6824 | 55C60 | PLYMOUTH | 550NG | WISCONSIN NATIONAL GUARD | ARGUARD | 625 Sunset DR | United States | Wisconsin | Sheboygan | Plymouth | 53073 | 1.08 | 1.11
7907 | 55985 | WILLIAM F FALE USARC/OMS | 27864 | 88TH RRC - MINNESOTA | ARRES | 2913 Erie Avenue | United States | Wisconsin | Sheboygan | Sheboygan | 53081 | 1.08 | 1.11
182971 | 710861 | 3016 SOUTH BUSINESS DRIVE SHEBOYGAN | 82387 | JOINT RECRUITING PROGRAM | USACE | 3016 South Business Drive | United States | Wisconsin | Sheboygan | Sheboygan | 53081 | 1.08 | 1.11
170384 | 55864 | SFC GABRIELSON / SPC HOYER USARC | 27864 | 88TH RRC - MINNESOTA | ARRES |  | United States | Wisconsin | St. Croix | Hammond | 54015 | 1.08 | 1.11
187953 | 810057 | 901 PEARSON DRIVE HUDSON | 82387 | JOINT RECRUITING PROGRAM | USACE | 901 Pearson Drive | United States | Wisconsin | St. Croix | Hudson | 54016 | 1.08 | 1.11
6405 | 55C15 | NEW RICHMOND | 550NG | WISCONSIN NATIONAL GUARD | ARGUARD | 1245 Wall ST | United States | Wisconsin | St. Croix | New Richmond | 54017 | 1.08 | 1.11
6141 | 55B75 | MEDFORD | 550NG | WISCONSIN NATIONAL GUARD | ARGUARD | 630 Jensen DR | United States | Wisconsin | Taylor | Medford | 54451 | 1.08 | 1.11
3829 | 55A20 | ARCADIA | 550NG | WISCONSIN NATIONAL GUARD | ARGUARD | 1350 E Wilson AVE | United States | Wisconsin | Trempealeau | Arcadia | 54612 | 1.08 | 1.11
7730 | 55D60 | VIROQUA | 550NG | WISCONSIN NATIONAL GUARD | ARGUARD | 1100 N Akers RD | United States | Wisconsin | Vernon | Viroqua | 54665 | 1.08 | 1.11
4852 | 55A75 | ELKHORN | 550NG | WISCONSIN NATIONAL GUARD | ARGUARD | 401 E Fair AVE | United States | Wisconsin | Walworth | Elkhorn | 53121 | 1.08 | 1.11
191740 | 824324 | 150 WEST STREET LAKE GENEVA | 70132 | INDEPENDENT DUTY HOUSING PROGRAM | USACE | 150 West Street | United States | Wisconsin | Walworth | Lake Geneva | 53147 | 1.08 | 1.11
7886 | 55E00 | WHITEWATER OMS 8 | 550NG | WISCONSIN NATIONAL GUARD | ARGUARD | 50 Lake ST | United States | Wisconsin | Walworth | Whitewater | 53125 | 1.08 | 1.11
7342 | 55D25 | SPOONER | 550NG | WISCONSIN NATIONAL GUARD | ARGUARD | 704 N Front ST | United States | Wisconsin | Washburn | Spooner | 54801 | 1.08 | 1.11
5370 | 55B00 | HARTFORD | 550NG | WISCONSIN NATIONAL GUARD | ARGUARD | 880 W State ST | United States | Wisconsin | Washington | Hartford | 53027 | 1.08 | 1.11
183161 | 710641 | 11050 WEST LIBERTY DRIVE MILWAUKEE | 66155 |  | USACE | 11050 WEST LIBERTY DRIVE | United States | Wisconsin | Washington | Milwaukee | 53224 | 1.08 | 1.11
7847 | 55D90 | WEST BEND AASF 1 & ARMORY | 550NG | WISCONSIN NATIONAL GUARD | ARGUARD | 105 Trenton Rd | United States | Wisconsin | Washington | West Bend | 53095 | 1.08 | 1.11
185123 | 82387-11050 | 618 COUNTY ROAD B WEST BEND | 82387 | JOINT RECRUITING PROGRAM | USACE | 618 COUNTY ROAD B WILDWOOD PLAZA | United States | Wisconsin | Washington | West Bend | 53095 | 1.08 | 1.11
191297 | 823820 | 1030 SCHLOENMER DRIVE WEST BEND | 70132 | INDEPENDENT DUTY HOUSING PROGRAM | USACE | 1030 Schlonmer Drive | United States | Wisconsin | Washington | West Bend | 53095 | 1.08 | 1.11
183039 | 711013 | 17135 W BLUEMOUND RO BROOKFIELD | 82387 | JOINT RECRUITING PROGRAM | USACE | 17135 W BLUEMOUND RO | United States | Wisconsin | Waukesha | Brookfield | 53005 | 1.09 | 1.13
188712 | 820650 | 21565 ANN RITA DRIVE BROOKFIELD | 70132 | INDEPENDENT DUTY HOUSING PROGRAM | USACE | 21565 Ann Rita Drive | United States | Wisconsin | Waukesha | Brookfield | 53045 | 1.08 | 1.11
189838 | 821978 | 4160 KAMALA LANE BROOKFIELD | 70132 | INDEPENDENT DUTY HOUSING PROGRAM | USACE | 4160 Kamala Lane | United States | Wisconsin | Waukesha | Brookfield | 53045 | 1.08 | 1.11
183630 | 82387-11326 | APPLETON AVE MENOMONEE FALLS | 82387 | JOINT RECRUITING PROGRAM | USACE | N81 W14992 APPLETON AVENUE | United States | Wisconsin | Waukesha | Menomonee Falls | 53051 | 1.09 | 1.13
6597 | 55C25 | OCONOMOWOC | 550NG | WISCONSIN NATIONAL GUARD | ARGUARD | 1215 Wall ST | United States | Wisconsin | Waukesha | Oconomowoc | 53066 | 1.09 | 1.13
190557 | 822769 | 658 SHADY LANE OCONOMOWOC | 70132 | INDEPENDENT DUTY HOUSING PROGRAM | USACE | 658 Shady Lane | United States | Wisconsin | Waukesha | Oconomowoc | 53066 | 1.08 | 1.11
6750 | 55955 | PEWAUKEE MEM USARC/OMS | 27864 | 88TH RRC - MINNESOTA | ARRES | 619 West Wisconsin Avenue | United States | Wisconsin | Waukesha | Pewaukee | 53072 | 1.09 | 1.13
188833 | 820848 | 561 WESTFIELD WAY PEWAUKEE | 70132 | INDEPENDENT DUTY HOUSING PROGRAM | USACE | 561 Westfield Way | United States | Wisconsin | Waukesha | Pewaukee | 53072 | 1.08 | 1.11
7479 | 55D37 | SUSSEX OMS 5 | 550NG | WISCONSIN NATIONAL GUARD | ARGUARD | 765 N 2200 W | United States | Wisconsin | Waukesha | Sussex | 53089 | 1.09 | 1.13
7815 | 55D70 | WAUKESHA | 550NG | WISCONSIN NATIONAL GUARD | ARGUARD | 1949 Spindt DR | United States | Wisconsin | Waukesha | Waukesha | 53186 | 1.09 | 1.13
190622 | 822776 | 22144 GLENWOOD LANE WAUKESHA | 70132 | INDEPENDENT DUTY HOUSING PROGRAM | USACE | 22144 Glenwood Lane | United States | Wisconsin | Waukesha | Waukesha | 53186 | 1.08 | 1.11
189959 | 822101 | 2300 BENJAMIN COURT WAUKESHA | 70132 | INDEPENDENT DUTY HOUSING PROGRAM | USACE | 2300 Benjamin Court | United States | Wisconsin | Waukesha | Waukesha | 53188 | 1.08 | 1.11
190063 | 822195 | 312 SOUTH COMANCHE LANE WAUKESHA | 70132 | INDEPENDENT DUTY HOUSING PROGRAM | USACE | 312 South Comanche Lane | United States | Wisconsin | Waukesha | Waukesha | 53188 | 1.08 | 1.11
190507 | 822724 | 2317 BROOKSTONE LANE WAUKESHA | 70132 | INDEPENDENT DUTY HOUSING PROGRAM | USACE | 2317 Brookstone Lane | United States | Wisconsin | Waukesha | Waukesha | 53188 | 1.08 | 1.11
191018 | 823500 | 2916 WOODRIGE LANE WAUKESHA | 70132 | INDEPENDENT DUTY HOUSING PROGRAM | USACE | 2916 Woodbridge Lane | United States | Wisconsin | Waukesha | Waukesha | 53188 | 1.08 | 1.11
191334 | 823902 | 3209 HOWELL COURT WAUKESHA | 70132 | INDEPENDENT DUTY HOUSING PROGRAM | USACE | 3209 Howell Court | United States | Wisconsin | Waukesha | Waukesha | 53188 | 1.08 | 1.11
4470 | 55A60 | CLINTONVILLE | 550NG | WISCONSIN NATIONAL GUARD | ARGUARD | 201 Industrial CT | United States | Wisconsin | Waupaca | Clintonville | 54929 | 1.08 | 1.11
7816 | 55D72 | WAUPACA | 550NG | WISCONSIN NATIONAL GUARD | ARGUARD | 315 N Grove ST | United States | Wisconsin | Waupaca | Waupaca | 54981 | 1.08 | 1.11
6150 | 55896 | MENASHA USARC | 27864 | 88TH RRC - MINNESOTA | ARRES | 993 3rd Street | United States | Wisconsin | Winnebago | Menasha | 54952 | 1.08 | 1.11
5804 | 55897 | NEENAH USARC | 27864 | 88TH RRC - MINNESOTA | ARRES | Tuller Road & Hwy 114 | United States | Wisconsin | Winnebago | Neenah | 54956 | 1.08 | 1.11
191008 | 823517 | 1695 GATEWAY PLACE NEENAH | 70132 | INDEPENDENT DUTY HOUSING PROGRAM | USACE | 1695 Gateway Place | United States | Wisconsin | Winnebago | Neenah | 54956 | 1.08 | 1.11
6372 | 5512A | NEENAH USARC | 27864 | 88TH RRC - MINNESOTA | ARRES |  | United States | Wisconsin | Winnebago | Neenah | 54957 | 1.08 | 1.11
4578 | 55935 | CPT G B DEMPSEY MEM USARC/OMS | 27864 | 88TH RRC - MINNESOTA | ARRES | 221 North Sawyer Street | United States | Wisconsin | Winnebago | Oshkosh | 54901 | 1.08 | 1.11
183677 | 82387-10114 | 1130 EMMERS LANE OSHKOSH | 82387 | JOINT RECRUITING PROGRAM | USACE | 1130 EMMERS LANE WESTONE NORTH | United States | Wisconsin | Winnebago | Oshkosh | 54901 | 1.08 | 1.11
6663 | 55C40 | OSHKOSH & FMS | 550NG | WISCONSIN NATIONAL GUARD | ARGUARD | 1415 Armory Place | United States | Wisconsin | Winnebago | Oshkosh | 54902 | 1.08 | 1.11
6096 | 55B60 | MARSHFIELD | 550NG | WISCONSIN NATIONAL GUARD | ARGUARD | 319 W 29th ST | United States | Wisconsin | Wood | Marshfield | 54449 | 1.08 | 1.11
7889 | 55E05 | WI RAPIDS OMS 14 | 550NG | WISCONSIN NATIONAL GUARD | ARGUARD | 620 N Edgemoor ST | United States | Wisconsin | Wood | Wisconsin Rapids | 54495 | 1.08 | 1.11
170799 | 55E10 | WISCONSIN RAPIDS READINESS CENTER & FMS | 550NG | WISCONSIN NATIONAL GUARD | ARGUARD |  | United States | Wisconsin | Wood | Wisconsin Rapids | 54495 | 1.08 | 1.11
170658 | 56A66 | LARAMIE COMPLEX | 560NG | WYOMING NATIONAL GUARD | ARGUARD |  | United States | Wyoming | Albany | Laramie | 82070 | 0.96 | 0.94
184359 | 82387-11939 | GRAND AVE LARAMIE | 82387 | JOINT RECRUITING PROGRAM | USACE | 2900 GRAND AVE ASPEN SQUARE, #105 | United States | Wyoming | Albany | Laramie | 82070 | 0.96 | 0.94
186103 | 801289 | CLYDESDALE DRIVE LARAMIE | 70132 | INDEPENDENT DUTY HOUSING PROGRAM | USACE | Clydesdale Drive | United States | Wyoming | Albany | Laramie | 82070 | 0.96 | 0.94
5823 | 56A65 | LARAMIE | 560NG | WYOMING NATIONAL GUARD | ARGUARD | 2901 Armory RD | United States | Wyoming | Albany | Laramie | 82072 | 0.96 | 0.94
5965 | 56A70 | LOVELL | 560NG | WYOMING NATIONAL GUARD | ARGUARD | 360 E 5th ST | United States | Wyoming | Big Horn | Lovell | 82431 | 0.96 | 0.94
7617 | 56555 | TS NG LOVELL | 560NG | WYOMING NATIONAL GUARD | ARGUARD | 360 E 5th St | United States | Wyoming | Big Horn | Lovell | 82431 | 0.96 | 0.94
5210 | 56A45 | GILLETTE | 560NG | WYOMING NATIONAL GUARD | ARGUARD | 811 E Laramie ST | United States | Wyoming | Campbell | Gillette | 82716 | 0.96 | 0.94
185773 | 82387-11448 | CAMEL DR GILLETTE | 82387 | JOINT RECRUITING PROGRAM | USACE | 900 CAMEL DRIVE SUITE D | United States | Wyoming | Campbell | Gillette | 82716 | 0.96 | 0.94
170708 | 56A90 | RAWLINS | 560NG | WYOMING NATIONAL GUARD | ARGUARD | 923 3rd Street | United States | Wyoming | Carbon | Rawlins | 82301 | 0.96 | 0.94
4747 | 56A35 | DOUGLAS | 560NG | WYOMING NATIONAL GUARD | ARGUARD | 315 N Pearson RD | United States | Wyoming | Converse | Douglas | 82633 | 0.96 | 0.94
1606 | EDNW0001 | COLONY RADAR BOMB SCORING SITE SITE # 1 | FXBM | ELLSWORTH AFB | AFACT | 123 Aladdin Road | United States | Wyoming | Crook | Aladdin | 82710 | 0.96 | 0.94
1364 | AGTE0001 | ALZADA MINI-MUTE RADAR SITE (21MM8) SITE # 1 | FXBM | ELLSWORTH AFB | AFACT | 124 Hulett Road (ATGE) | United States | Wyoming | Crook | Hulett | 82720 | 0.96 | 0.94
1594 | DVTR0001 | CLARK INSTRUMENT ROUTE SITE (RBS) SITE # 1 | FXBM | ELLSWORTH AFB | AFACT | 123 Hulett Road | United States | Wyoming | Crook | Hulett | 82720 | 0.96 | 0.94
2364 | LDSB0001 | HULETT MINI MUTES RADAR SITE SITE # 1 | FXBM | ELLSWORTH AFB | AFACT | 126 Hulett Road (LDSB) | United States | Wyoming | Crook | Hulett | 82720 | 0.96 | 0.94
3327 | WMJP0001 | SUNDANCE SITE SITE # 1 | FXBM | ELLSWORTH AFB | AFACT | 123 Sundance Road | United States | Wyoming | Crook | Sundance | 82729 | 0.96 | 0.94
5806 | 56A60 | LANDER ARMORY | 560NG | WYOMING NATIONAL GUARD | ARGUARD | 201 Main St | United States | Wyoming | Fremont | Lander | 82520 | 0.96 | 0.94
7616 | 56525 | TS NG LANDER | 560NG | WYOMING NATIONAL GUARD | ARGUARD | 230 Grandview DR | United States | Wyoming | Fremont | Lander | 82520 | 0.96 | 0.94
183550 | 82387-11728 | E MAIN ST RIVERTON | 82387 | JOINT RECRUITING PROGRAM | USACE | 408 EAST MAIN STREET SUITE 101,102,& 103 | United States | Wyoming | Fremont | Riverton | 82501 | 0.96 | 0.94
2031 | GHZF0001 | FRANCIS E WARREN AF MISSILE SITE R11 SITE # 1 | GHLN | F E WARREN AFB | AFACT | 3098 Wyoming State Road 9 | United States | Wyoming | Goshen | Hawk Springs | 82217 | 0.96 | 0.94
2037 | GHZM0001 | FRANCIS E WARREN AF MISSILE SITE S6 SITE # 1 | GHLN | F E WARREN AFB | AFACT | 3056 Goshen County Road 47 | United States | Wyoming | Goshen | Hawk Springs | 82217 | 0.96 | 0.94
2038 | GHZN0001 | FRANCIS E WARREN AF MISSILE SITE S7 SITE # 1 | GHLN | F E WARREN AFB | AFACT | 3554 Wyoming State Highway 313 | United States | Wyoming | Goshen | Hawk Springs | 82217 | 0.96 | 0.94
2039 | GHZP0001 | FRANCIS E WARREN AF MISSILE SITE S8 SITE # 1 | GHLN | F E WARREN AFB | AFACT | 3400 Goshen County Road 27 | United States | Wyoming | Goshen | Hawk Springs | 82217 | 0.96 | 0.94
2036 | GHZL0001 | FRANCIS E WARREN AF MISSILE SITE S5 SITE # 1 | GHLN | F E WARREN AFB | AFACT | 5794 Wyoming State Road 42 | United States | Wyoming | Goshen | Huntley | 82218 | 0.96 | 0.94
2025 | GHYZ0001 | FRANCIS E WARREN AF MISSILE SITE R5 SITE # 1 | GHLN | F E WARREN AFB | AFACT | 1406 Wyoming State Road 13 | United States | Wyoming | Goshen | Lagrange | 82210 | 0.96 | 0.94
2026 | GHZA0001 | FRANCIS E WARREN AF MISSILE SITE R6 SITE # 1 | GHLN | F E WARREN AFB | AFACT | 1290 Goshen County Road 1 | United States | Wyoming | Goshen | Lagrange | 82210 | 0.96 | 0.94
1853 | GHRV0001 | FRANCIS E WARREN AF MISSILE SITE B9 SITE # 1 | GHLN | F E WARREN AFB | AFACT | 1470 US Highway 85 | United States | Wyoming | Goshen | Lagrange | 82221 | 0.96 | 0.94
1854 | GHRW0001 | FRANCIS E WARREN AF MISSILE SITE B10 SITE # 1 | GHLN | F E WARREN AFB | AFACT | 1046 Goshen County Road 55 | United States | Wyoming | Goshen | Lagrange | 82221 | 0.96 | 0.94
1855 | GHRX0001 | FRANCIS E WARREN AF MISSILE SITE B11 SITE # 1 | GHLN | F E WARREN AFB | AFACT | 6190 Wyoming State Highway 151 | United States | Wyoming | Goshen | Lagrange | 82221 | 0.96 | 0.94
2023 | GHYX0001 | FRANCIS E WARREN AF MISSILE SITE R3 SITE # 1 | GHLN | F E WARREN AFB | AFACT | 1217 Four Corners Road | United States | Wyoming | Goshen | Lagrange | 82221 | 0.96 | 0.94
2024 | GHYY0001 | FRANCIS E WARREN AF MISSILE SITE R4 SITE # 1 | GHLN | F E WARREN AFB | AFACT | 2355 Wyoming State Road 16 | United States | Wyoming | Goshen | Lagrange | 82221 | 0.96 | 0.94
2033 | GHZH0001 | FRANCIS E WARREN AF MISSILE SITE S2 SITE # 1 | GHLN | F E WARREN AFB | AFACT | 6291 Wyoming State Road 47 | United States | Wyoming | Goshen | Torrington | 82240 | 0.96 | 0.94
2035 | GHZK0001 | FRANCIS E WARREN AF MISSILE SITE S4 SITE # 1 | GHLN | F E WARREN AFB | AFACT | 5790 Wyoning State Road 52 | United States | Wyoming | Goshen | Torrington | 82240 | 0.96 | 0.94
7583 | 56B20 | TORRINGTON | 560NG | WYOMING NATIONAL GUARD | ARGUARD | 307 Washington Avnue | United States | Wyoming | Goshen | Torrington | 82240 | 0.96 | 0.94
2042 | GHZS0001 | FRANCIS E WARREN AF MISSILE SITE S11 SITE # 1 | GHLN | F E WARREN AFB | AFACT | 5056 Wyoming State Highway 155 | United States | Wyoming | Goshen | Veteran | 82243 | 0.96 | 0.94
2032 | GHZG0001 | FRANCIS E WARREN AF MISSILE SITE S1 SITE # 1 | GHLN | F E WARREN AFB | AFACT | 4528 Wyoming State Road 44 | United States | Wyoming | Goshen | Yoder | 82244 | 0.96 | 0.94
2034 | GHZJ0001 | FRANCIS E WARREN AF MISSILE SITE S3 SITE # 1 | GHLN | F E WARREN AFB | AFACT | 4752 Wyoming State Highway 161 | United States | Wyoming | Goshen | Yoder | 82244 | 0.96 | 0.94
2040 | GHZQ0001 | FRANCIS E WARREN AF MISSILE SITE S9 SITE # 1 | GHLN | F E WARREN AFB | AFACT | 4060 Wyoming State Road 31 | United States | Wyoming | Goshen | Yoder | 82244 | 0.96 | 0.94
2041 | GHZR0001 | FRANCIS E WARREN AF MISSILE SITE S10 SITE # 1 | GHLN | F E WARREN AFB | AFACT | 5281 Wyoming State Road 19 | United States | Wyoming | Goshen | Yoder | 82244 | 0.96 | 0.94
1835 | GHRB0001 | FRANCIS E WARREN AF MISSILE SITE A2 SITE # 1 | GHLN | F E WARREN AFB | AFACT | 5669 Wyoming State Highway 216 | United States | Wyoming | Laramie | Albin | 82050 | 0.97 | 0.95
1836 | GHRC0001 | FRANCIS E WARREN AF MISSILE SITE A3 SITE # 1 | GHLN | F E WARREN AFB | AFACT | 2697 Laramie County Road 216 | United States | Wyoming | Laramie | Albin | 82050 | 0.97 | 0.95
1844 | GHRL0001 | FRANCIS E WARREN AF MISSILE SITE A11 SITE # 1 | GHLN | F E WARREN AFB | AFACT | 5208 Wyoming State Highway 216 | United States | Wyoming | Laramie | Albin | 82050 | 0.97 | 0.95
1851 | GHRT0001 | FRANCIS E WARREN AF MISSILE SITE B7 SITE # 1 | GHLN | F E WARREN AFB | AFACT | 3045 Laramie County Road 162 | United States | Wyoming | Laramie | Albin | 82050 | 0.97 | 0.95
1852 | GHRU0001 | FRANCIS E WARREN AF MISSILE SITE B8 SITE # 1 | GHLN | F E WARREN AFB | AFACT | 3460 Laramie County Road 162 | United States | Wyoming | Laramie | Albin | 82050 | 0.97 | 0.95
1834 | GHRA0001 | FRANCIS E WARREN AF MISSILE SITE A1 SITE # 1 | GHLN | F E WARREN AFB | AFACT | 5535 Laramie County Road 223 | United States | Wyoming | Laramie | Burns | 82053 | 0.97 | 0.95
1837 | GHRD0001 | FRANCIS E WARREN AF MISSILE SITE A4 SITE # 1 | GHLN | F E WARREN AFB | AFACT | 5808 Laramie County Road 222 | United States | Wyoming | Laramie | Burns | 82053 | 0.97 | 0.95
1839 | GHRF0001 | FRANCIS E WARREN AF MISSILE SITE A6 SITE # 1 | GHLN | F E WARREN AFB | AFACT | 1687 Laramie County Road 154 | United States | Wyoming | Laramie | Burns | 82053 | 0.97 | 0.95
1840 | GHRG0001 | FRANCIS E WARREN AF MISSILE SITE A7 SITE # 1 | GHLN | F E WARREN AFB | AFACT | 5148 Laramie County Road 212 | United States | Wyoming | Laramie | Burns | 82053 | 0.97 | 0.95
1841 | GHRH0001 | FRANCIS E WARREN AF MISSILE SITE A8 SITE # 1 | GHLN | F E WARREN AFB | AFACT | 4689 Laramie County Road 215 | United States | Wyoming | Laramie | Burns | 82053 | 0.97 | 0.95
1842 | GHRJ0001 | FRANCIS E WARREN AF MISSILE SITE A9 SITE # 1 | GHLN | F E WARREN AFB | AFACT | 2013 Laramie County Road 149 | United States | Wyoming | Laramie | Burns | 82053 | 0.97 | 0.95
1843 | GHRK0001 | FRANCIS E WARREN AF MISSILE SITE A10 SITE # 1 | GHLN | F E WARREN AFB | AFACT | 2496 Laramie County Road 149 | United States | Wyoming | Laramie | Burns | 82053 | 0.97 | 0.95
455 | N68967-CW | NAVOPSPTCEN CHEYENNE | N68967 | NAVSTA EVERETT WA | NAVACT | 3605 Evans Avenue | United States | Wyoming | Laramie | Cheyenne | 82001 | 0.95 | 0.93
184787 | 82387-11600 | DELL RANGE BLVD CHEYENNE | 82387 | JOINT RECRUITING PROGRAM | USACE | 2232 DELL RANGE BLVD SUITE 104 | United States | Wyoming | Laramie | Cheyenne | 82001 | 0.95 | 0.93
2006 | GHYE0001 | FRANCIS E WARREN AF MISSILE SITE P8 SITE # 1 | GHLN | F E WARREN AFB | AFACT | 3199 Laramie County Road 128 | United States | Wyoming | Laramie | Cheyenne | 82002 | 0.97 | 0.95
2015 | GHYP0001 | FRANCIS E WARREN AF MISSILE SITE Q6 SITE # 1 | GHLN | F E WARREN AFB | AFACT | 1381 Laramie County Road 228 | United States | Wyoming | Laramie | Cheyenne | 82002 | 0.97 | 0.95
2085 | GYHQ0001 | FRANCIS E WARREN RADIO RELAY ANNEX SITE # 1 | GHLN | F E WARREN AFB | AFACT | Horse Creek Road | United States | Wyoming | Laramie | Cheyenne | 82002 | 0.97 | 0.95
1833 | GHLN0001 | F E WARREN AFB SITE # 1 | GHLN | F E WARREN AFB | AFACT | 5305 Randall Avenue | United States | Wyoming | Laramie | Cheyenne | 82005 | 0.97 | 0.95
184785 | 82387-11838 | FE WARREN AFB CHEYENNE | 82387 | JOINT RECRUITING PROGRAM | USACE | BLDG 232 F.E. WARREN AFB | United States | Wyoming | Laramie | Cheyenne | 82005 | 0.97 | 0.95
190211 | 56A16 | CHEYENNE MUSEUM | 560NG | WYOMING NATIONAL GUARD | ARGUARD |  | United States | Wyoming | Laramie | Cheyenne | 82007 | 0.95 | 0.93
3846 | 56125 | ARMY AVIATION SUPPORT FACILITY | 560NG | WYOMING NATIONAL GUARD | ARGUARD |  | United States | Wyoming | Laramie | Cheyenne | 82009 | 0.95 | 0.93
4418 | 56A25 | CHEYENNE | 560NG | WYOMING NATIONAL GUARD | ARGUARD | 5500 Bishop BLVD | United States | Wyoming | Laramie | Cheyenne | 82009 | 0.95 | 0.93
4419 | 56A15 | CHEYENNE MUNICIPAL AIRPORT | 560NG | WYOMING NATIONAL GUARD | ARGUARD | 200 E 8th Ave | United States | Wyoming | Laramie | Cheyenne | 82009 | 0.95 | 0.93
184783 | 710050 | 1400 DELL RANGE BOUL CHEYENNE | 82387 | JOINT RECRUITING PROGRAM | USACE | 1400 DELL RANGE BOUL FRONTIER MALL | United States | Wyoming | Laramie | Cheyenne | 82009 | 0.95 | 0.93
2016 | GHYQ0001 | FRANCIS E WARREN AF MISSILE SITE Q7 SITE # 1 | GHLN | F E WARREN AFB | AFACT | 1603 Wyoning State Road 237 | United States | Wyoming | Laramie | Cheyenne | 82054 | 0.97 | 0.95
2003 | GHYB0001 | FRANCIS E WARREN AF MISSILE SITE P5 SITE # 1 | GHLN | F E WARREN AFB | AFACT | 2294 Laramie County Road 143 | United States | Wyoming | Laramie | Cheyenne | 82060 | 0.97 | 0.95
2005 | GHYD0001 | FRANCIS E WARREN AF MISSILE SITE P7 SITE # 1 | GHLN | F E WARREN AFB | AFACT | 314 Laramie County Road 132 | United States | Wyoming | Laramie | Cheyenne | 82060 | 0.97 | 0.95
2002 | GHYA0001 | FRANCIS E WARREN AF MISSILE SITE P4 SITE # 1 | GHLN | F E WARREN AFB | AFACT | 2860 Wyoming State Highway 85 | United States | Wyoming | Laramie | Cheyenne | 82081 | 0.97 | 0.95
2004 | GHYC0001 | FRANCIS E WARREN AF MISSILE SITE P6 SITE # 1 | GHLN | F E WARREN AFB | AFACT | 2736 Laramie County Road 139 | United States | Wyoming | Laramie | Cheyenne | 82081 | 0.97 | 0.95
2007 | GHYF0001 | FRANCIS E WARREN AF MISSILE SITE P9 SITE # 1 | GHLN | F E WARREN AFB | AFACT | 3485 Laramie County Road 131 | United States | Wyoming | Laramie | Cheyenne | 82210 | 0.97 | 0.95
2008 | GHYG0001 | FRANCIS E WARREN AF MISSILE SITE P10 SITE # 1 | GHLN | F E WARREN AFB | AFACT | 3505 Laramie County Road 139 | United States | Wyoming | Laramie | Cheyenne | 82210 | 0.97 | 0.95
2009 | GHYH0001 | FRANCIS E WARREN AF MISSILE SITE P11 SITE # 1 | GHLN | F E WARREN AFB | AFACT | 3316 Laramie County Road 238 | United States | Wyoming | Laramie | Cheyenne | 82210 | 0.97 | 0.95
2012 | GHYL0001 | FRANCIS E WARREN AF MISSILE SITE Q3 SITE # 1 | GHLN | F E WARREN AFB | AFACT | 2365 Laramie County Road 242 | United States | Wyoming | Laramie | Cheyenne | 82210 | 0.97 | 0.95
2013 | GHYM0001 | FRANCIS E WARREN AF MISSILE SITE Q4 SITE # 1 | GHLN | F E WARREN AFB | AFACT | 2511 Laramie County Road 238 | United States | Wyoming | Laramie | Cheyenne | 82210 | 0.97 | 0.95
2014 | GHYN0001 | FRANCIS E WARREN AF MISSILE SITE Q5 SITE # 1 | GHLN | F E WARREN AFB | AFACT | 2140 Laramie County Road 232 | United States | Wyoming | Laramie | Cheyenne | 82210 | 0.97 | 0.95
2017 | GHYR0001 | FRANCIS E WARREN AF MISSILE SITE Q8 SITE # 1 | GHLN | F E WARREN AFB | AFACT | 1381 Laramie County Road 228A | United States | Wyoming | Laramie | Cheyenne | 82210 | 0.97 | 0.95
2020 | GHYU0001 | FRANCIS E WARREN AF MISSILE SITE Q11 SITE # 1 | GHLN | F E WARREN AFB | AFACT | 1950 Gillaspie Road | United States | Wyoming | Laramie | Cheyenne | 82210 | 0.97 | 0.95
1999 | GHXX0001 | FRANCIS E WARREN AF MISSILE SITE P1 SITE # 1 | GHLN | F E WARREN AFB | AFACT | 3276 Laramie County Road 143 | United States | Wyoming | Laramie | Meriden | 82081 | 0.97 | 0.95
2000 | GHXY0001 | FRANCIS E WARREN AF MISSILE SITE P2 SITE # 1 | GHLN | F E WARREN AFB | AFACT | 3715 Laramie County Road 143 | United States | Wyoming | Laramie | Meriden | 82081 | 0.97 | 0.95
2001 | GHXZ0001 | FRANCIS E WARREN AF MISSILE SITE P3 SITE # 1 | GHLN | F E WARREN AFB | AFACT | 3235 Wyoming State Highway 85 | United States | Wyoming | Laramie | Meriden | 82081 | 0.97 | 0.95
1838 | GHRE0001 | FRANCIS E WARREN AF MISSILE SITE A5 SITE # 1 | GHLN | F E WARREN AFB | AFACT | 2109 Pine Bluff Road | United States | Wyoming | Laramie | Pine Bluffs | 82082 | 0.97 | 0.95
1885 | GHTD0001 | FRANCIS E WARREN AF MISSILE SITE E8 SITE # 1 | GHLN | F E WARREN AFB | AFACT | 9 Laramie County Road 164 | United States | Wyoming | Laramie | Pine Bluffs | 82082 | 0.97 | 0.95
1886 | GHTE0001 | FRANCIS E WARREN AF MISSILE SITE E9 SITE # 1 | GHLN | F E WARREN AFB | AFACT | 496 Laramie County Road 164 | United States | Wyoming | Laramie | Pine Bluffs | 82082 | 0.97 | 0.95
1887 | GHTF0001 | FRANCIS E WARREN AF MISSILE SITE E10 SITE # 1 | GHLN | F E WARREN AFB | AFACT | 5770 Laramie County Road 206 | United States | Wyoming | Laramie | Pine Bluffs | 82082 | 0.97 | 0.95
1888 | GHTG0001 | FRANCIS E WARREN AF MISSILE SITE E11 SITE # 1 | GHLN | F E WARREN AFB | AFACT | 965 Laramie County Road 164 | United States | Wyoming | Laramie | Pine Bluffs | 82082 | 0.97 | 0.95
1584 | DPEZ0001 | CHEYENNE REGIONAL APT SITE # 1 | DPEZ | CHEYENNE REGIONAL APT | AFGUARD | 217 Dell Range Boulevard | United States | Wyoming | Laramie | Unknown | 82009 | 0.95 | 0.93
1848 | GHRQ0001 | FRANCIS E WARREN AF MISSILE SITE B4 SITE # 1 | GHLN | F E WARREN AFB | AFACT | 2281 Route 18 | United States | Wyoming | Laramie | Unknown | 82082 | 0.97 | 0.95
3721 | 56A05 | AFTON | 560NG | WYOMING NATIONAL GUARD | ARGUARD | 350 E 6th AVE | United States | Wyoming | Lincoln | Afton | 83110 | 0.96 | 0.94
191229 | 56A06 | AFTON READINESS CENTER | 560NG | WYOMING NATIONAL GUARD | ARGUARD |  | United States | Wyoming | Lincoln | Afton | 83110 | 0.96 | 0.94
4343 | 56A10 | CASPER | 560NG | WYOMING NATIONAL GUARD | ARGUARD | 5905 Cy AVE | United States | Wyoming | Natrona | Casper | 82604 | 0.96 | 0.94
190233 | 56A11 | WYOMING VETERANS' MEMORIAL MUSEUM | 560NG | WYOMING NATIONAL GUARD | ARGUARD |  | United States | Wyoming | Natrona | Casper | 82604 | 0.96 | 0.94
182451 | 82387-12926 | SE WYOMING BLVD CASPER | 82387 | JOINT RECRUITING PROGRAM | USACE | 601 SOUTHEAST WYOMING BOULEVARD EASTRIDGE MALL | United States | Wyoming | Natrona | Casper | 82609 | 0.96 | 0.94
3820 | 5660A | ANTELOPE FLATS USARC | 27864 | 88TH RRC - MINNESOTA | ARRES |  | United States | Wyoming | Natrona | Evansville | 82636 | 0.96 | 0.94
190240 | 56A12 | OREGON TRAIL VETERAN'S CEMETERY | 560NG | WYOMING NATIONAL GUARD | ARGUARD |  | United States | Wyoming | Natrona | Evansville | 82636 | 0.96 | 0.94
4479 | 56A30 | CODY | 560NG | WYOMING NATIONAL GUARD | ARGUARD | 2926 Duggleby DR | United States | Wyoming | Park | Cody | 82414 | 0.96 | 0.94
183445 | 82387-10384 | 17TH ST CODY | 82387 | JOINT RECRUITING PROGRAM | USACE | 1903 17TH ST | United States | Wyoming | Park | Cody | 82414 | 0.96 | 0.94
191805 | 56A31 | CODY NG | 560NG | WYOMING NATIONAL GUARD | ARGUARD |  | United States | Wyoming | Park | Cody | 82414 | 0.96 | 0.94
6873 | 56A85 | POWELL | 560NG | WYOMING NATIONAL GUARD | ARGUARD | 1102 E 7th ST | United States | Wyoming | Park | Powell | 82435 | 0.96 | 0.94
2010 | GHYJ0001 | FRANCIS E WARREN AF MISSILE SITE Q1 SITE # 1 | GHLN | F E WARREN AFB | AFACT | 2025 Platte County Road 238 | United States | Wyoming | Platte | Chugwater | 82210 | 0.96 | 0.94
2011 | GHYK0001 | FRANCIS E WARREN AF MISSILE SITE Q2 SITE # 1 | GHLN | F E WARREN AFB | AFACT | 184 Diamond Road | United States | Wyoming | Platte | Chugwater | 82210 | 0.96 | 0.94
2018 | GHYS0001 | FRANCIS E WARREN AF MISSILE SITE Q9 SITE # 1 | GHLN | F E WARREN AFB | AFACT | 663 Diamond Road | United States | Wyoming | Platte | Chugwater | 82210 | 0.96 | 0.94
2019 | GHYT0001 | FRANCIS E WARREN AF MISSILE SITE Q10 SITE # 1 | GHLN | F E WARREN AFB | AFACT | 712 Iron Mountain Road | United States | Wyoming | Platte | Chugwater | 82210 | 0.96 | 0.94
2027 | GHZB0001 | FRANCIS E WARREN AF MISSILE SITE R7 SITE # 1 | GHLN | F E WARREN AFB | AFACT | 2254 Platte County Road 5 | United States | Wyoming | Platte | Chugwater | 82210 | 0.96 | 0.94
2028 | GHZC0001 | FRANCIS E WARREN AF MISSILE SITE R8 SITE # 1 | GHLN | F E WARREN AFB | AFACT | 85 South C S Road | United States | Wyoming | Platte | Chugwater | 82210 | 0.96 | 0.94
2029 | GHZD0001 | FRANCIS E WARREN AF MISSILE SITE R9 SITE # 1 | GHLN | F E WARREN AFB | AFACT | 443 Pioneer Road | United States | Wyoming | Platte | Chugwater | 82210 | 0.96 | 0.94
2030 | GHZE0001 | FRANCIS E WARREN AF MISSILE SITE R10 SITE # 1 | GHLN | F E WARREN AFB | AFACT | 433 West Hellbaum Road | United States | Wyoming | Platte | Chugwater | 82210 | 0.96 | 0.94
2021 | GHYV0001 | FRANCIS E WARREN AF MISSILE SITE R1 SITE # 1 | GHLN | F E WARREN AFB | AFACT | 1591 Wyoming State Route 313 | United States | Wyoming | Platte | Chugwater | 82217 | 0.96 | 0.94
2022 | GHYW0001 | FRANCIS E WARREN AF MISSILE SITE R2 SITE # 1 | GHLN | F E WARREN AFB | AFACT | 2536 Wyoming State Route 313 | United States | Wyoming | Platte | Chugwater | 82221 | 0.96 | 0.94
6329 | 56A55 | MTCH CAMP GUERNSEY | 56A55 | CAMP GUERNSEY | ARGUARD | 51 S Guernsey HWY | United States | Wyoming | Platte | Guernsey | 82214 | 0.96 | 0.94
191106 | GHLN0002 | CAMP GUERNSEY | GHLN | F E WARREN AFB | AFACT |  | United States | Wyoming | Platte | Guernsey | 82214 | 0.96 | 0.94
191552 | GHLN0003 | CAMP GUERNSEY SITE # 3 | GHLN | F E WARREN AFB | AFACT |  | United States | Wyoming | Platte | Guernsey | 82214 | 0.96 | 0.94
2049 | GHZZ0001 | FRANCIS E WARREN AF MISSILE SITE T7 SITE # 1 | GHLN | F E WARREN AFB | AFACT | 235 Slater Road | United States | Wyoming | Platte | Slater | 82201 | 0.96 | 0.94
2051 | GJAA0001 | FRANCIS E WARREN AF MISSILE SITE T8 SITE # 1 | GHLN | F E WARREN AFB | AFACT | 270 Richeau Road | United States | Wyoming | Platte | Slater | 82201 | 0.96 | 0.94
2043 | GHZT0001 | FRANCIS E WARREN AF MISSILE SITE T1 SITE # 1 | GHLN | F E WARREN AFB | AFACT | 418 South Gap Road | United States | Wyoming | Platte | Wheatland | 82201 | 0.96 | 0.94
2044 | GHZU0001 | FRANCIS E WARREN AF MISSILE SITE T2 SITE # 1 | GHLN | F E WARREN AFB | AFACT | 117 Deer Creek Road | United States | Wyoming | Platte | Wheatland | 82201 | 0.96 | 0.94
2045 | GHZV0001 | FRANCIS E WARREN AF MISSILE SITE T3 SITE # 1 | GHLN | F E WARREN AFB | AFACT | 843 Deer Creek Road | United States | Wyoming | Platte | Wheatland | 82201 | 0.96 | 0.94
2046 | GHZW0001 | FRANCIS E WARREN AF MISSILE SITE T4 SITE # 1 | GHLN | F E WARREN AFB | AFACT | 318 Dickinson Hill Road | United States | Wyoming | Platte | Wheatland | 82201 | 0.96 | 0.94
2047 | GHZX0001 | FRANCIS E WARREN AF MISSILE SITE T5 SITE # 1 | GHLN | F E WARREN AFB | AFACT | 387 Slater Road | United States | Wyoming | Platte | Wheatland | 82201 | 0.96 | 0.94
2048 | GHZY0001 | FRANCIS E WARREN AF MISSILE SITE T6 SITE # 1 | GHLN | F E WARREN AFB | AFACT | 918 Bordeaux Road | United States | Wyoming | Platte | Wheatland | 82201 | 0.96 | 0.94
2052 | GJAB0001 | FRANCIS E WARREN AF MISSILE SITE T9 SITE # 1 | GHLN | F E WARREN AFB | AFACT | 57 Bordeaux Road | United States | Wyoming | Platte | Wheatland | 82201 | 0.96 | 0.94
2053 | GJAC0001 | FRANCIS E WARREN AF MISSILE SITE T10 SITE # 1 | GHLN | F E WARREN AFB | AFACT | 20 Snook Road | United States | Wyoming | Platte | Wheatland | 82201 | 0.96 | 0.94
2054 | GJAD0001 | FRANCIS E WARREN AF MISSILE SITE T11 SITE # 1 | GHLN | F E WARREN AFB | AFACT | 452 Grayrocks Road | United States | Wyoming | Platte | Wheatland | 82201 | 0.96 | 0.94
7877 | 56B25 | WHEATLAND | 560NG | WYOMING NATIONAL GUARD | ARGUARD | 538 Girtys Point RD | United States | Wyoming | Platte | Wheatland | 82201 | 0.96 | 0.94
7262 | 56B05 | SHERIDAN | 560NG | WYOMING NATIONAL GUARD | ARGUARD | 3219 Coffeen AVE | United States | Wyoming | Sheridan | Sheridan | 82801 | 0.96 | 0.94
7618 | 56595 | TS NG SHERIDAN | 560NG | WYOMING NATIONAL GUARD | ARGUARD | 101 E Loucks ST | United States | Wyoming | Sheridan | Sheridan | 82801 | 0.96 | 0.94
1508 | CBTM0001 | BOULDER SEISMOLOGICAL RESEARCH SITE SITE # 1 | KRSM | HILL | AFACT |  | United States | Wyoming | Sublette | Unknown | 82923 | 0.96 | 0.94
188585 | CBTM0002 | BOULDER SEISMOLOGICAL RESEARCH SITE SITE #2 | KRSM | HILL | AFACT |  | United States | Wyoming | Sublette | Unknown | 82923 | 0.96 | 0.94
188586 | CBTM0003 | BOULDER SITE #3 | KRSM | HILL | AFACT |  | United States | Wyoming | Sublette | Unknown | 82923 | 0.96 | 0.94
190061 | 822196 | 302 DAYTONA DRIVE BITTER CREEK | 70132 | INDEPENDENT DUTY HOUSING PROGRAM | USACE | 302 Daytona Drive | United States | Wyoming | Sweetwater | Bitter Creek | 82901 | 0.96 | 0.94
7041 | 56B00 | ROCK SPRINGS | 560NG | WYOMING NATIONAL GUARD | ARGUARD | 3255 Yellowstone RD | United States | Wyoming | Sweetwater | Rock Springs | 82901 | 0.96 | 0.94
182967 | 82387-11862 | FOOT HILL BLVD ROCK SPRINGS | 82387 | JOINT RECRUITING PROGRAM | USACE | 2201 FOOT HILL BLVD SUITE 2 | United States | Wyoming | Sweetwater | Rock Springs | 82901 | 0.96 | 0.94
191679 | 824070 | 1577 DEWAR BLVD. ROCK SPRINGS | 82387 | JOINT RECRUITING PROGRAM | USACE | 1577 Dewar Boulevard | United States | Wyoming | Sweetwater | Rock Springs | 82901 | 0.96 | 0.94
4893 | 56A40 | EVANSTON | 560NG | WYOMING NATIONAL GUARD | ARGUARD | 419 2nd ST | United States | Wyoming | Uinta | Evanston | 82930 | 0.96 | 0.94
190447 | 56A41 | EVANSTON FMS | 560NG | WYOMING NATIONAL GUARD | ARGUARD |  | United States | Wyoming | Uinta | Evanston | 82930 | 0.96 | 0.94
7970 | 56B30 | WORLAND | 560NG | WYOMING NATIONAL GUARD | ARGUARD | 700 N Springcreek Pa | United States | Wyoming | Washakie | Worland | 82401 | 0.96 | 0.94
185662 | 18081-10704 | TRACT AP-3 WORLAND | 18081 | ARMY MISSION SUPPORT | USACE | TRACT AP-3 POWELL 16MM8,WYW | United States | Wyoming | Washakie | Worland | 82401 | 0.96 | 0.94

## Table 4-1 OCONUS
Table 4-1 OCONUS: Area Cost Adjustment Factors
RPSUID | Site Code | Site Name | Installation Code | Installation Name | Site Reporting Component Code | Address Street Name | Country | County | City | Zip | AREA COST FACTORS | Sustainment ACF | Currency | Exchange Rate
|  | AFGHANISTAN (ALL LOCATIONS) |  |  |  |  | Afghanistan | Not Applicable | Unknown |  | 1.62 | 1.51 | Afghani | 67.819
7520 | AQ500 | TE O USARC | GQ010 | 9TH RRC - HAWAII | ARRES |  | American Samoa | Not Applicable | Pago Pago |  | 2.11 | 1.95 | Dollar | 1
183633 | 82387-10362 | 17-B LAUFOU SHOPPING CENTER PAGO PAGO | 82387 | JOINT RECRUITING PROGRAM | ARACT | 17-B LAUFOU SHOPPING CENTER PO BOX 1358 NU'U'ULI | American Samoa | Not Applicable | Pago Pago |  | 2.11 | 1.95 | Dollar | 1
187466 | 801124 | 201 LAUFOU SHOPPING CENTER PAGO PAGO | 82387 | JOINT RECRUITING PROGRAM | USACE | Laufou Shopping Center Nu' uuli | American Samoa | Not Applicable | Pago Pago |  | 2.11 | 1.95 | South Korean Won | 1128.1127
1383 | ALMY0001 | ANTIGUA AIR STATION SITE # 1 | SXHT | PATRICK | AFACT | 24966 SHELL BEACH RD | Antigua and Barbuda | Not Applicable | St. Johns |  | 1.49 | 1.33 | Bahamian Dollar | 1
1393 | APDS0001 | ARUBA SITE # 1 | FBNV | DAVIS MONTHAN AFB | AFACT | 442 FORWARD OPERATING LOCATION ST | Aruba | Not Applicable | Oranjestad |  | 1.49 | 1.33 | Bahamian Dollar | 1
179 | N61755-HH | NAVCOMMSTA H E HOLT EXMOUTH AS | N61755 | NAVBASE GUAM | NAVACT |  | Australia | Not Applicable | Northwest Cape |  | 1.55 | 1.43 | Australian Dollar | 1.2765
732 | N61755-H3 | AREA A-VLF | N61755 | NAVBASE GUAM | NAVACT |  | Australia | Not Applicable | Exmouth |  | 1.55 | 1.43 | Australian Dollar | 1.2765
735 | N61755-H2 | AREA C-HFR | N61755 | NAVBASE GUAM | NAVACT |  | Australia | Not Applicable | Exmouth |  | 1.55 | 1.43 | Australian Dollar | 1.2765
1832 | GHFQ0001 | EXMOUTH FAMILY HOUSING ANNEX SITE # 1 | AJJY | ANDERSEN AF BASE | AFACT | EXMOUTH FAMILY HOUSING | Australia | Not Applicable | Unknown |  | 1.55 | 1.43 | Australian Dollar | 1.2765
2488 | MZVT0001 | LEARMOUTH AF SOLAR OBSERVATORY RSCH SITE SITE # 1 | AJJY | ANDERSEN AF BASE | AFACT | LEARMOUTH SOLAR OBSERVATORY | Australia | Not Applicable | Unknown |  | 1.55 | 1.43 | Australian Dollar | 1.2765
3333 | WPAM0001 | SYDNEY AIR TERMINAL SITE # 1 | AJJY | ANDERSEN AF BASE | AFACT | COWARD | Australia | Not Applicable | Unknown |  | 1.55 | 1.43 | Australian Dollar | 1.2765
271 | N00213-AB | AUTEC MAIN BASE | N00213 | NAS KEY WEST FL | NAVACT |  | Bahamas | Not Applicable | Andros Island |  | 1.49 | 1.33 | Bahamian Dollar | 1
272 | N00213-SP | AUTEC SALVADOR POINT | N00213 | NAS KEY WEST FL | NAVACT |  | Bahamas | Not Applicable | Andros Island |  | 1.49 | 1.33 | Bahamian Dollar | 1
273 | N00213-BW | AUTEC BIG WOOD CAY | N00213 | NAS KEY WEST FL | NAVACT |  | Bahamas | Not Applicable | Andros Island |  | 1.49 | 1.33 | Bahamian Dollar | 1
274 | N00213-DA | AUTEC GOLDING CAY | N00213 | NAS KEY WEST FL | NAVACT |  | Bahamas | Not Applicable | Andros Island |  | 1.49 | 1.33 | Bahamian Dollar | 1
277 | N00213-HP | AUTEC HIGH POINT CAY | N00213 | NAS KEY WEST FL | NAVACT |  | Bahamas | Not Applicable | Andros Island |  | 1.49 | 1.33 | Bahamian Dollar | 1
278 | N00213-NA | AUTEC GREAT STIRRUP CA | N00213 | NAS KEY WEST FL | NAVACT |  | Bahamas | Not Applicable | Andros Island |  | 1.49 | 1.33 | Bahamian Dollar | 1
186 | N63005 | NAVSUPPACT BAHRAIN | N63005 | NAVSUPPACT BAHRAIN | NAVACT | ASH SHABAB | Bahrain | Not Applicable | Manama |  | 1.31 | 1.2 | Bahraini Dinar | 0.37695
300 | N63005-NR | NORTH RAMP | N63005 | NAVSUPPACT BAHRAIN | NAVACT |  | Bahrain | Not Applicable | Manama |  | 1.31 | 1.2 | Bahraini Dinar | 0.37695
720 | N63005-BR | BASERAC HARBOR PATROL | N63005 | NAVSUPPACT BAHRAIN | NAVACT | AREA SHARI | Bahrain | Not Applicable | Manama |  | 1.31 | 1.2 | Bahraini Dinar | 0.37695
721 | N63005-BZ | BANZ WRHS COMPOUND | N63005 | NAVSUPPACT BAHRAIN | NAVACT | U.S. NAVY WHSE | Bahrain | Not Applicable | Al Jufayr |  | 1.31 | 1.2 | Bahraini Dinar | 0.37695
722 | N63005-MS | MINA SULMAN PIER AREA | N63005 | NAVSUPPACT BAHRAIN | NAVACT | 098342800 | Bahrain | Not Applicable | Al Jufayr |  | 1.31 | 1.2 | Bahraini Dinar | 0.37695
866 | N63005-AU | AVIATION UNIT MUHARRAQ | N63005 | NAVSUPPACT BAHRAIN | NAVACT | AL ARADOUS HIGHWAY | Bahrain | Not Applicable | Al Jufayr |  | 1.31 | 1.2 | Bahraini Dinar | 0.37695
899 | N63005-DS | DEPENDENT SCHOOL | N63005 | NAVSUPPACT BAHRAIN | NAVACT | RD # 4225 AL-GHUARAYFAH | Bahrain | Not Applicable | Al Jufayr |  | 1.31 | 1.2 | Bahraini Dinar | 0.37695
1077 | N63005-MA | MANAMA QUARTERS | N63005 | NAVSUPPACT BAHRAIN | NAVACT | RD 7920 ; JANABIYAH 579 | Bahrain | Not Applicable | Manama |  | 1.31 | 1.2 | Bahraini Dinar | 0.37695
187812 | N63005-SI | SHAIKH ISA | N63005 | NAVSUPPACT BAHRAIN | NAVACT |  | Bahrain | Not Applicable | Unknown |  | 1.31 | 1.2 | Bahraini Dinar | 0.37695
190232 | N63005-WF | NSA-II | N63005 | NAVSUPPACT BAHRAIN | NAVACT |  | Bahrain | Not Applicable | Manama |  | 1.31 | 1.2 | Bahraini Dinar | 0.37695
191616 | N63005-FL | ISA FLIGHTLINE | N63005 | NAVSUPPACT BAHRAIN | NAVACT |  | Bahrain | Not Applicable |  |  | 1.31 | 1.2 | Bahraini Dinar | 0.37695
191617 | N63005-ST | ISA SITE 3 | N63005 | NAVSUPPACT BAHRAIN | NAVACT |  | Bahrain | Not Applicable | Unknown |  | 1.31 | 1.2 | Bahraini Dinar | 0.37695
191618 | N63005-SD | ISA SITE 2 PAT 6 | N63005 | NAVSUPPACT BAHRAIN | NAVACT |  | Bahrain | Not Applicable | Unknown |  | 1.31 | 1.2 | Bahraini Dinar | 0.37695
4404 | BE173 | CHATEAU GENDEBIEN | BENS0 | US ARMY GARRISON BENELUX | ARACT | Route de Binche | Belgium | Not Applicable | Mons |  | 1.19 | 1.12 | Euro | 0.8582
4426 | BE212 | CHIEVRES | BENS0 | US ARMY GARRISON BENELUX | ARACT |  | Belgium | Not Applicable | Chievres |  | 1.19 | 1.12 | Euro | 0.8582
4427 | BE215 | CHIEVRES AIRBASE | BENS0 | US ARMY GARRISON BENELUX | ARACT | Rue du 7-ieme Wing | Belgium | Not Applicable | Chievres AB |  | 1.19 | 1.12 | Euro | 0.8582
4655 | BE724 | DAUMERIE CASERNE | BENS0 | US ARMY GARRISON BENELUX | ARACT | Rue Grande | Belgium | Not Applicable | Chievres |  | 1.19 | 1.12 | Euro | 0.8582
6245 | BE625 | MONS | BENS0 | US ARMY GARRISON BENELUX | ARACT |  | Belgium | Not Applicable | Mons |  | 1.19 | 1.12 | Euro | 0.8582
7250 | BE770 | SHAPE HEADQUARTERS | BENS0 | US ARMY GARRISON BENELUX | ARACT | SHAPE | Belgium | Not Applicable | Mons |  | 1.19 | 1.12 | Euro | 0.8582
2446 | MJQB0001 | KLEINE BROGEL AIR BASE SITE # 1 | VYHK | SPANGDAHLEM | AFACT | PEER N | Belgium | Not Applicable | Kleine Brogel |  | 1.2 | 1.13 | Euro | 0.8582
4897 | BE225 | EVERBERG AFN FAC | BENS0 | US ARMY GARRISON BENELUX | ARACT | Caserne Grubbe, Hollestraat 78 | Belgium | Not Applicable | Everberg |  | 1.2 | 1.13 | Euro | 0.8582
4168 | BE135 | BRUSSELS | BENS0 | US ARMY GARRISON BENELUX | ARACT |  | Belgium | Not Applicable | Brussels |  | 1.21 | 1.13 | Euro | 0.8582
7428 | BE828 | STERREBEEK DEPENDENT SCHOOL | BENS0 | US ARMY GARRISON BENELUX | ARACT | Kennedylaan 2 | Belgium | Not Applicable | Brussels |  | 1.21 | 1.13 | Euro | 0.8582
170295 | BU025 | NOVO SELO TRAINING AREA | 33038 | BULGARIA | ARACT |  | Bulgaria | Not Applicable | Unknown |  | 0.97 | 0.88 | Bulgarian Lev | 1.6568
190970 | N61054-CB | CAMBODIA | N61054 | COMFLEACT YOKOSUKA JA | NAVACT |  | Cambodia | Not Applicable |  |  | 1.22 | 1.11 | Cambodian Riel | 3989.4
482 | N68436-MB | MT BRUCE CANADA | N68436 | NAVAL BASE KITSAP BREMERTON WA | NAVACT |  | Canada | Not Applicable | Duncan, B.C. |  | 1.14 | 1.19 | Canadian Dollar | 1.2465
488 | N68436-CH | COTTLE HILL VANCOUVER | N68436 | NAVAL BASE KITSAP BREMERTON WA | NAVACT |  | Canada | Not Applicable | Nanaimo, B.C. |  | 1.14 | 1.19 | Canadian Dollar | 1.2465
190914 | N32446-AG | ARGENTIA NEWFOUNDLAND | N32446 | NSY PORTSMOUTH | NAVACT |  | Canada | Not Applicable | Newfoundland |  | 1.14 | 1.19 | Canadian Dollar | 1.2465
|  | CHILE (ALL LOCATIONS) |  |  |  |  | Chile | Not Applicable | Unknown |  | 1.02 | 0.93 | Chilean Peso | 639.6
1481 | BOGO0001 | BOGOTA AIR STATION SITE # 1 | AAWZ | ACC AMIC | AFACT | UNKNOWN | Colombia | Not Applicable | Unknown |  | 1.01 | 0.94 | Columbian Peso | 2918.7
183907 | 18081-10284 | CIVIL AERONAUTICAL LOT BOGOTA | 18081 | ARMY MISSION SUPPORT | ARACT | CIVIL AERONAUTICAL LOT | Colombia | Not Applicable | Bogota |  | 1.01 | 0.94 | Columbian Peso | 2918.7
189153 | 820542 | BOGOTA | 11533 |  | ARACT |  | Colombia | Not Applicable | Bogota |  | 1.01 | 0.94 | Columbian Peso | 2918.7
189661 | CRRA0001 | CERRO AZUL COMMUNICATION SITE | AAWZ | ACC AMIC | ARACT |  | Costa Rica | Not Applicable |  |  | 0.96 | 0.89 | Costa Rican Colon | 563.86
|  | CROATIA (ALL LOCATIONS) |  |  |  |  | Croatia | Not Applicable | Unknown |  | 1 | 0.9 | Croatian Kuna | 6.3791
138 | N60514 | NAVSTA GUANTANAMO BAY | N60514 | NAVSTA GUANTANAMO BAY | NAVACT | SHERMAN | Cuba | Not Applicable | Guantanamo Bay |  | 2.35 | 2.23 | Dollar | 1
1643 | EYNK0001 | CURACAO SITE # 1 | FBNV | DAVIS MONTHAN AFB | AFACT | EOS | Curacao | Not Applicable | Curacao |  | 1.49 | 1.33 | Bahamian Dollar | 1
1522 | CPBR0001 | COPENHAGEN FAMILY HOUSING SITE # 1 | TDKA | PETERSON AFB | AFACT | VARIOUS | Denmark | Not Applicable | Copenhagen |  | 1.2 | 1.13 | Euro | 0.8582
2419 | LZCB0001 | KARUP AIR BASE SITE # 1 | VYHK | SPANGDAHLEM | AFACT | HERNINGVEJ | Denmark | Not Applicable |  |  | 1.2 | 1.13 | Euro | 0.8582
190179 | N68539 | NAVSUPPFAC DIEGO GARCIA IO | N68539 | NAVSUPPFAC DIEGO GARCIA IO | NAVACT |  | Diego Garcia | Not Applicable |  |  | 3.12 | 3.17 | Dollar | 1
146 | N3379A | CAMP LEMONNIER DJIBOUTI | N3379A | CAMP LEMONNIER DJIBOUTI | NAVACT | 093630000 | Djibouti | Not Applicable | Djibouti |  | 1.78 | 1.6 | Djiboutian Franc | 177.72
183 | N61751 | NAVMEDRSCHU THREE CAIRO EGYPT | N61751 | NAVMEDRSCHU THREE CAIRO EGYPT | NAVACT | 098350007 | Egypt | Not Applicable | Cairo |  | 1.2 | 1.09 | Egyptian Pound | 17.731
943 | N61751-MD | MADDI | N61751 | NAVMEDRSCHU THREE CAIRO EGYPT | NAVACT | 098350006 | Egypt | Not Applicable | Cairo |  | 1.2 | 1.09 | Egyptian Pound | 17.731
191074 | N60201-ES | CSL EL SALVADOR | N60201 | NAVSTA MAYPORT FL | NAVACT |  | El Salvador | Not Applicable |  |  | 1.13 | 1.04 | Dollar | 1
|  | ESTONIA (ALL LOCATIONS) |  |  |  |  | Estonia | Not Applicable | Unknown |  | 1.04 | 0.95 | Euro | 0.8582
|  | GEORGIA REPUBLIC (ALL LOCATIONS) |  |  |  |  | Georgia Republic | Not Applicable | Unknown |  | 0.93 | 0.84 | Georgian Lari | 2.46
2336 | KGLA0001 | GERMAN AMERICAN COMMUNITY OFFICE SITE # 1 | TYFR | RAMSTEIN AIR BASE | AFACT | LAUTERSTRASSE | Germany | Not Applicable | Kaiserlautern |  | 0.94 | 0.89 | Euro | 0.8582
2408 | LXPP0001 | EINSIEDLERKOEPFE TRAINING ANX SITE # 1 | TYFR | RAMSTEIN AIR BASE | AFACT | KAISERSTRASSE | Germany | Not Applicable | Kaiserlautern |  | 0.94 | 0.89 | Euro | 0.8582
2409 | LXPQ0001 | EINSIEDLERHOF STORAGE ANNEX SITE # 1 | TYFR | RAMSTEIN AIR BASE | AFACT | KAISERSTRASSE | Germany | Not Applicable | Kaiserlautern |  | 0.94 | 0.89 | Euro | 0.8582
2473 | MTMC0001 | LANDSTUHL MAINTENANCE SITE SITE # 1 | TYFR | RAMSTEIN AIR BASE | AFACT | B 40A | Germany | Not Applicable | Landstuhl |  | 0.94 | 0.89 | Euro | 0.8582
2474 | MTML0001 | LANDSTUHL MAINTENANCE SITE NO 2 SITE # 1 | TYFR | RAMSTEIN AIR BASE | AFACT | B 40 A | Germany | Not Applicable | Landstuhl |  | 0.94 | 0.89 | Euro | 0.8582
2475 | MTMN0001 | LANDSTUHL FAMILY HOUSING ANNEX O3 SITE # 1 | TYFR | RAMSTEIN AIR BASE | AFACT | KIRCHBERG | Germany | Not Applicable | Landstuhl |  | 0.94 | 0.89 | Euro | 0.8582
3205 | TYFQ0001 | RAMSTEIN STORAGE ANNEX SITE # 1 | TYFR | RAMSTEIN AIR BASE | AFACT | L 369 | Germany | Not Applicable |  |  | 0.94 | 0.89 | Euro | 0.8582
3207 | TYFT0001 | EINSIEDLERHOF MAINTENANCE ANX SITE # 1 | TYFR | RAMSTEIN AIR BASE | AFACT | KAISERSTRASSE | Germany | Not Applicable | Einsiedlerhof |  | 0.94 | 0.89 | Euro | 0.8582
3208 | TYFU0001 | KAPAUN ADMINISTRATION ANX SITE # 1 | TYFR | RAMSTEIN AIR BASE | AFACT | HOHENECKERSTRASSE | Germany | Not Applicable | Kaiserlautern |  | 0.94 | 0.89 | Euro | 0.8582
3394 | YANB0001 | VOGELWEH FAMILY HOUSING ANNEX SITE # 1 | TYFR | RAMSTEIN AIR BASE | AFACT | B 270 | Germany | Not Applicable | Kaiserlautern |  | 0.94 | 0.89 | Euro | 0.8582
4130 | GE10V | BREITENWALD TNG AREA | GEKL0 | US ARMY GARRISON RHEINLAND-PFALZ | ARACT | Landesstrasse 465 | Germany | Not Applicable | Landstuhl |  | 0.94 | 0.89 | Euro | 0.8582
4630 | GE15E | DAENNER KASERNE | GEKL0 | US ARMY GARRISON RHEINLAND-PFALZ | ARACT | Mannheimer Strasse | Germany | Not Applicable | Kaiserlautern |  | 0.94 | 0.89 | Euro | 0.8582
5445 | GE35K | HILL 365 RADIO RELAY FAC | GEKL0 | US ARMY GARRISON KAISERSLAUTERN | ARACT | Bundesstrasse 37 | Germany | Not Applicable | Kaiserlautern |  | 0.94 | 0.89 | Euro | 0.8582
5678 | GE430 | KAISERSLAUTERN | GEKL0 | US ARMY GARRISON RHEINLAND-PFALZ | ARACT |  | Germany | Not Applicable | Kaiserlautern |  | 0.94 | 0.89 | Euro | 0.8582
5679 | GE426 | KAISERSLAUTERN ARMY DEPOT | GEKL0 | US ARMY GARRISON RHEINLAND-PFALZ | ARACT | Connection Road B37/B40 | Germany | Not Applicable | Kaiserlautern |  | 0.94 | 0.89 | Euro | 0.8582
5680 | GE428 | KAISERSLAUTERN EQUIP SPT CTR | GEKL0 | US ARMY GARRISON RHEINLAND-PFALZ | ARACT | Bundesstrasse 37 | Germany | Not Applicable | Kaiserlautern |  | 0.94 | 0.89 | Euro | 0.8582
5753 | GE45P | KLEBER KASERNE | GEKL0 | US ARMY GARRISON RHEINLAND-PFALZ | ARACT | Mannheimer Strasse | Germany | Not Applicable | Kaiserlautern |  | 0.94 | 0.89 | Euro | 0.8582
5807 | GE493 | LANDSTUHL | GEKL0 | US ARMY GARRISON RHEINLAND-PFALZ | ARACT |  | Germany | Not Applicable | Landstuhl |  | 0.94 | 0.89 | Euro | 0.8582
5808 | GE48P | LANDSTUHL HELIPORT | GEKL0 | US ARMY GARRISON RHEINLAND-PFALZ | ARACT | Landesstrasse 465 | Germany | Not Applicable | Landstuhl |  | 0.94 | 0.89 | Euro | 0.8582
5809 | GE48R | LANDSTUHL HOSPITAL | GEKL0 | US ARMY GARRISON RHEINLAND-PFALZ | ARACT | Langwiedenerstrasse | Germany | Not Applicable | Landstuhl |  | 0.94 | 0.89 | Euro | 0.8582
6193 | GE543 | MIESAU | GEKL0 | US ARMY GARRISON RHEINLAND-PFALZ | ARACT |  | Germany | Not Applicable | Miesau |  | 0.94 | 0.89 | Euro | 0.8582
6194 | GE55J | MIESAU AMMO DEPOT | GEKL0 | US ARMY GARRISON RHEINLAND-PFALZ | ARACT | Bahnhofstrasse | Germany | Not Applicable | Miesau |  | 0.94 | 0.89 | Euro | 0.8582
6693 | GE642 | PANZER KASERNE GE642 | GEKL0 | US ARMY GARRISON RHEINLAND-PFALZ | ARACT | Bundesstrasse 37 | Germany | Not Applicable | Kaiserlautern |  | 0.94 | 0.89 | Euro | 0.8582
6898 | GE686 | PULASKI BARRACKS | GEKL0 | US ARMY GARRISON RHEINLAND-PFALZ | ARACT | Pariser Strasse | Germany | Not Applicable | Kaiserlautern |  | 0.94 | 0.89 | Euro | 0.8582
6985 | GE72N | RHINE ORDNANCE BARRACKS | GEKL0 | US ARMY GARRISON RHEINLAND-PFALZ | ARACT | Am Opelkreisel | Germany | Not Applicable | Kaiserlautern |  | 0.94 | 0.89 | Euro | 0.8582
702819 | 82387-10708 | 314TH USAF RECRUITDN KAPAUN AIR BASE | 82387 | JOINT RECRUITING PROGRAM | ARACT | 314TH USAF RECRUITDN | Germany | Not Applicable | Kaiserlautern |  | 0.94 | 0.89 | Euro | 0.8582
1427 | AVQP0001 | BANN COMMUNICATION STATION NO 2 SITE # 1 | TYFR | RAMSTEIN AIR BASE | AFACT | K-60 | Germany | Not Applicable | Bann |  | 1 | 0.94 | Euro | 0.8582
1428 | AVQU0001 | BANN COMM STATION SITE # 1 | TYFR | RAMSTEIN AIR BASE | AFACT | KREISSTRASSE 60 | Germany | Not Applicable | Bann |  | 1 | 0.94 | Euro | 0.8582
1488 | BRTR0001 | BREITENBACH | TYFR | RAMSTEIN AIR BASE | AFACT | FARMROAD | Germany | Not Applicable | Ramstein |  | 1 | 0.94 | Euro | 0.8582
1489 | BSGX0001 | BITBURG COMMUNICATION ANNEX SITE # 1 | VYHK | SPANGDAHLEM | AFACT | BUNDESSTRASSE | Germany | Not Applicable | Suelm |  | 1 | 0.94 | Euro | 0.8582
1490 | BSHF0001 | BITBURG FAMILY HOUSING ANNEX SITE # 1 | VYHK | SPANGDAHLEM | AFACT | BITBURGER STRASSE | Germany | Not Applicable | Suelm |  | 1 | 0.94 | Euro | 0.8582
1529 | CRLL0001 | BUECHEL AIR BASE SITE # 1 | VYHK | SPANGDAHLEM | AFACT | BUNDESSTRASSE | Germany | Not Applicable | Buechel |  | 1 | 0.94 | Euro | 0.8582
1826 | GBLZ0001 | ENKENBACH WATER SYSTEM ANNEX SITE # 1 | TYFR | RAMSTEIN AIR BASE | AFACT | B48 | Germany | Not Applicable | Sembach AB |  | 1 | 0.94 | Euro | 0.8582
2113 | HTQX0001 | GEILENKIRCHEN AIR BASE SITE # 1 | VYHK | SPANGDAHLEM | AFACT | GEILENKIRCHEN-NEUTEVEREN LANDESSTRASSE | Germany | Not Applicable | Geilenkirchen |  | 1 | 0.94 | Euro | 0.8582
2324 | JRVP0001 | GROSSLITTGEN WATER SYSTEM ANNEX SITE # 1 | VYHK | SPANGDAHLEM | AFACT | KREISSTRASSE | Germany | Not Applicable | Suelm |  | 1 | 0.94 | Euro | 0.8582
2367 | LGGK0001 | HUSTERHOEH COMMUNICATION SITE SITE # 1 | TYFR | RAMSTEIN AIR BASE | AFACT | HUSTERHOEH | Germany | Not Applicable | Pirmasens |  | 1 | 0.94 | Euro | 0.8582
2414 | LXUA0001 | KALKAR ADMINISTRATION OFFICE SITE # 1 | VYHK | SPANGDAHLEM | AFACT | ROEMER STRASSE | Germany | Not Applicable |  |  | 1 | 0.94 | Euro | 0.8582
3060 | RMHF0001 | NEUKIRCHEN WATER SYSTEM ANNEX SITE # 1 | TYFR | RAMSTEIN AIR BASE | AFACT | L 395 | Germany | Not Applicable | Sembach AB |  | 1 | 0.94 | Euro | 0.8582
3075 | RWKW0001 | NIEDERKAIL WATER SYSTEM ANNEX SITE # 1 | VYHK | SPANGDAHLEM | AFACT | ROEMERSTRASSE | Germany | Not Applicable | Suelm |  | 1 | 0.94 | Euro | 0.8582
3076 | RWMW0001 | NIEDERMEHLINGERHOF WATER SYSTEM ANNEX SITE # 1 | TYFR | RAMSTEIN AIR BASE | AFACT | B 48 | Germany | Not Applicable | Sembach AB |  | 1 | 0.94 | Euro | 0.8582
3097 | SEZM0001 | OBERAUERBACH COMMUNICATIONS SITE SITE # 1 | TYFR | RAMSTEIN AIR BASE | AFACT | L 469 | Germany | Not Applicable | Pirmasens |  | 1 | 0.94 | Euro | 0.8582
3098 | SFFP0001 | OBERWEIS ANNEX SITE # 1 | VYHK | SPANGDAHLEM | AFACT | BUNDESSTRASSE | Germany | Not Applicable | Suelm |  | 1 | 0.94 | Euro | 0.8582
3206 | TYFR0001 | RAMSTEIN AIR BASE SITE # 1 | TYFR | RAMSTEIN AIR BASE | AFACT | B 40A | Germany | Not Applicable | Ramstein |  | 1 | 0.94 | Euro | 0.8582
3265 | VGXA0001 | SEMBACH KASERNE | GEKL0 | US ARMY GARRISON RHEINLAND-PFALZ | AFACT | B48 | Germany | Not Applicable | Sembach AB |  | 1 | 0.94 | Euro | 0.8582
3277 | VRDP0001 | SIEGENBURG AIR RANGE SITE # 1 | VYHK | SPANGDAHLEM | AFACT | GRASIGER WEG | Germany | Not Applicable |  |  | 1 | 0.94 | Euro | 0.8582
3298 | VYHK0001 | SPANGDAHLEM SITE # 1 | VYHK | SPANGDAHLEM | AFACT | LANDESSTRASSE | Germany | Not Applicable | Spangdahlem |  | 1 | 0.94 | Euro | 0.8582
3299 | VYHX0001 | SPANGDAHLEM WASTE ANNEX SITE # 1 | VYHK | SPANGDAHLEM | AFACT | BUNDESSTRASSE 50 / LANDESSTRASSE 46 | Germany | Not Applicable | Spangdahlem |  | 1 | 0.94 | Euro | 0.8582
3321 | WKSP0001 | SUELM ANNEX SITE # 1 | VYHK | SPANGDAHLEM | AFACT | MEILBRUECK | Germany | Not Applicable | Suelm |  | 1 | 0.94 | Euro | 0.8582
3550 | ZSFJ0001 | ZEMMER STORAGE ANNEX SITE # 1 | VYHK | SPANGDAHLEM | AFACT | LANDESSTRASSE | Germany | Not Applicable | Suelm |  | 1 | 0.94 | Euro | 0.8582
3575 | GE19D | EDIGHEIM BEACON SITE | GEMA0 | US ARMY GARRISON MANNHEIM | ARACT | Ostring | Germany | Not Applicable | Mannheim |  | 1 | 0.94 | Euro | 0.8582
3819 | GE037 | ANSBACH LEASED | GEAN0 | US ARMY GARRISON ANSBACH | ARACT |  | Germany | Not Applicable | Ansbach |  | 1 | 0.94 | Euro | 0.8582
3856 | GE04F | ARTILLERY KASERNE | GEGF0 | US ARMY GARRISON BAVARIA | ARACT | Breitenauerstrasse | Germany | Not Applicable | Garmisch |  | 1 | 0.94 | Euro | 0.8582
3917 | GE066 | BAMBERG | GEBA0 | US ARMY GARRISON BAMBERG | ARACT |  | Germany | Not Applicable | Bamberg |  | 1 | 0.94 | Euro | 0.8582
3918 | GE07B | BAMBERG AIRFIELD | GEBA0 | US ARMY GARRISON BAMBERG | ARACT | Airfield Bamberg Breitenau | Germany | Not Applicable | Bamberg |  | 1 | 0.94 | Euro | 0.8582
3920 | GE07A | BAMBERG STOR & RANGE AREA | GEBA0 | US ARMY GARRISON BAMBERG | ARACT | Geisfelderstrasse | Germany | Not Applicable | Bamberg |  | 1 | 0.94 | Euro | 0.8582
3938 | GE07H | BARTON BARRACKS | GEAN0 | US ARMY GARRISON ANSBACH | ARACT | Meinhardswinder Str., | Germany | Not Applicable | Ansbach |  | 1 | 0.94 | Euro | 0.8582
3949 | GE067 | BAUMHOLDER | GEBH0 | US ARMY GARRISON BAUMHOLDER | ARACT |  | Germany | Not Applicable | Baumholder |  | 1 | 0.94 | Euro | 0.8582
3950 | GE07J | BAUMHOLDER AIRFIELD | GEKL0 | US ARMY GARRIONS RHEINLAND-PFALZ | ARACT | South Tank Trail | Germany | Not Applicable | Baumholder |  | 1 | 0.94 | Euro | 0.8582
3951 | GE07K | BAUMHOLDER FAM HSG | GEKL0 | US ARMY GARRIONS RHEINLAND-PFALZ | ARACT | Prussman Avenue | Germany | Not Applicable | Baumholder |  | 1 | 0.94 | Euro | 0.8582
3952 | GE07L | BAUMHOLDER HOSPITAL | GEKL0 | US ARMY GARRIONS RHEINLAND-PFALZ | ARACT | Aulenbacher Strasse | Germany | Not Applicable | Baumholder |  | 1 | 0.94 | Euro | 0.8582
3953 | GE07N | BAUMHOLDER QM AREA | GEKL0 | US ARMY GARRIONS RHEINLAND-PFALZ | ARACT | Aulenbacher Strasse | Germany | Not Applicable | Baumholder |  | 1 | 0.94 | Euro | 0.8582
3997 | GE07P | BENJAMIN FRANKLIN VIL FAM HSG | GEMA0 | US ARMY GARRISON MANNHEIM | ARACT | Fuerther Platz | Germany | Not Applicable | Mannheim |  | 1 | 0.94 | Euro | 0.8582
4064 | GE08L | BLEIDORN FAM HSG | GEAN0 | US ARMY GARRISON ANSBACH | ARACT | Bleidorn Kaserne | Germany | Not Applicable | Ansbach |  | 1 | 0.94 | Euro | 0.8582
4082 | GE09D | BOEBLINGEN FAMILY HOUSING | GEST0 | US ARMY GARRISON STUTTGART | ARACT | Herdweg 3120 | Germany | Not Applicable | Boeblingen |  | 1 | 0.94 | Euro | 0.8582
4083 | GE09F | BOEBLINGEN OFFICERS CLUB | GEST0 | US ARMY GARRISON STUTTGART | ARACT | Waldburgstrasse 3180 | Germany | Not Applicable | Boeblingen |  | 1 | 0.94 | Euro | 0.8582
4084 | GE09G | BOEBLINGEN RANGE | GEST0 | US ARMY GARRISON STUTTGART | ARACT | Panzerstrasse 3000 | Germany | Not Applicable | Boeblingen |  | 1 | 0.94 | Euro | 0.8582
4085 | GE09C | BOEBLINGEN TNG AREA | GEST0 | US ARMY GARRISON STUTTGART | ARACT | Panzerstrasse 3034 | Germany | Not Applicable | Boeblingen |  | 1 | 0.94 | Euro | 0.8582
4091 | GE096 | BONN | BENS0 | US ARMY GARRISON BENELUX | ARACT |  | Germany | Not Applicable | Bonn |  | 1 | 0.94 | Euro | 0.8582
4129 | GE10J | BREITENAU SKEET RANGE | GEGF0 | US ARMY GARRISON GRAFENWOEHR | ARACT | Schmalenau, 82467 Garmisch-Partenkirchen | Germany | Not Applicable | Garmisch |  | 1 | 0.94 | Euro | 0.8582
4132 | GE106 | BREMERHAVEN | BENS0 | US ARMY GARRISON BENELUX | ARACT |  | Germany | Not Applicable | Bremerhaven |  | 1 | 0.94 | Euro | 0.8582
4494 | GE140 | COLEMAN BARRACKS | GEKL0 | US ARMY GARRISON RHEINLAND-PFALZ | ARACT | Viernheimer Weg | Germany | Not Applicable | Mannheim |  | 1 | 0.94 | Euro | 0.8582
4652 | GE15A | DARMSTADT LEASES | GEWB0 | US ARMY GARRISON WIESBADEN | ARACT |  | Germany | Not Applicable | Darmstadt |  | 1 | 0.94 | Euro | 0.8582
4653 | GE15P | DARMSTADT TRAINING CENTER | GEWB0 | US ARMY GARRISON WIESBADEN | ARACT | EBERSTAEDTER WEG | Germany | Not Applicable | Darmstadt |  | 1 | 0.94 | Euro | 0.8582
4813 | GE19B | ECHTERDINGEN AIRFIELD | GEST0 | US ARMY GARRISON STUTTGART | ARACT | Flughafen 394Ã¿Â | Germany | Not Applicable | Stuttgart |  | 1 | 0.94 | Euro | 0.8582
4965 | GE26P | FLYNN FAM HSG AND TNG AREAS | GEBA0 | US ARMY GARRISON BAMBERG | ARACT | Kapellenschlag | Germany | Not Applicable | Bamberg |  | 1 | 0.94 | Euro | 0.8582
5087 | GE27K | FRASDORF OPERATIONS AREA | GEGF0 | US ARMY GARRISON BAVARIA | ARACT | Haus Edelweiss, Ebnat 5, 83112 Frasdorf | Germany | Not Applicable | Garmisch |  | 1 | 0.94 | Euro | 0.8582
5139 | GE28T | FUNARI BARRACKS | GEMA0 | US ARMY GARRISON MANNHEIM | ARACT | Fuerther Platz | Germany | Not Applicable | Mannheim |  | 1 | 0.94 | Euro | 0.8582
5163 | GE284 | GARMISCH - LEASED FACILITIES | GEGF0 | US ARMY GARRISON BAVARIA | ARACT | Seefeldweg, Eibsee, 82491 Grainau | Germany | Not Applicable | Garmisch |  | 1 | 0.94 | Euro | 0.8582
5164 | GE29E | GARMISCH FAM HSG | GEGF0 | US ARMY GARRISON BAVARIA | ARACT | Breitenauerstrasse | Germany | Not Applicable | Garmisch |  | 1 | 0.94 | Euro | 0.8582
5165 | GE29F | GARMISCH GOLF COURSE | GEGF0 | US ARMY GARRISON GRAFENWOEHR | ARACT | Schwaigang, 82467 Garmisch-Partenkirchen | Germany | Not Applicable | Garmisch |  | 1 | 0.94 | Euro | 0.8582
5166 | GE29G | GARMISCH SHOPPING CENTER | GEGF0 | US ARMY GARRISON GRAFENWOEHR | ARACT | Wettersteinstrasse 38 | Germany | Not Applicable | Garmisch |  | 1 | 0.94 | Euro | 0.8582
5179 | GE29N | GENERAL ABRAMS HOTEL AND DISP | GEGF0 | US ARMY GARRISON GRAFENWOEHR | ARACT | Lazarettstrasse 7, 82467 Garmisch-Partenkirchen | Germany | Not Applicable | Garmisch |  | 1 | 0.94 | Euro | 0.8582
5195 | GE30J | GERMERSHEIM ARMY DEPOT | GEKL0 | US ARMY GARRISON RHEINLAND-PFALZ | ARACT | Amerikanisches Heeresbauamt | Germany | Not Applicable | Germersheim |  | 1 | 0.94 | Euro | 0.8582
5207 | GE31F | GIESSEN GENERAL DEPOT | GEWB0 | US ARMY GARRISON WIESBADEN | ARACT | Roedgener Strasse | Germany | Not Applicable | Giessen |  | 1 | 0.94 | Euro | 0.8582
5302 | GE32H | GRUENSTADT AAFES FAC | GEKL0 | US ARMY GARRISON RHEINLAND-PFALZ | ARACT | Industrie Str | Germany | Not Applicable | Gruenstadt |  | 1 | 0.94 | Euro | 0.8582
5337 | GE33J | HAMMONDS BARRACKS | GEHD0 | US ARMY GARRISON HEIDELBERG | ARACT | BadenerPlatz | Germany | Not Applicable | Seckenheim |  | 1 | 0.94 | Euro | 0.8582
5384 | GE33X | HAUSBERG SKI AREA | GEGF0 | US ARMY GARRISON BAVARIA | ARACT | Hausberg 7, 82467 Garmisch-Partenkirchen | Germany | Not Applicable | Garmisch |  | 1 | 0.94 | Euro | 0.8582
5406 | GE34C | HEIDELBERG | GEHD0 | US ARMY GARRISON HEIDELBERG | ARACT |  | Germany | Not Applicable | Heidelberg |  | 1 | 0.94 | Euro | 0.8582
5407 | GE34E | HEIDELBERG AFN RELAY FAC | GEKLO | US ARMY GARRISON RHEINLAND-PFALZ | ARACT | Sandhofer Weg 9 | Germany | Not Applicable | Heidelberg |  | 1 | 0.94 | Euro | 0.8582
5409 | GE34J | HEIDELBERG COMMUNITY SUP CTR | GEHD0 | US ARMY GARRISON HEIDELBERG | ARACT | Czernyring 2a | Germany | Not Applicable | Heidelberg |  | 1 | 0.94 | Euro | 0.8582
5411 | GE34G | HEIDELBERG HOSPITAL | GEHD0 | US ARMY GARRISON HEIDELBERG | ARACT | Karlsruherstrasse 144 | Germany | Not Applicable | Heidelberg |  | 1 | 0.94 | Euro | 0.8582
5452 | GE35U | HINTERBRAND OUTDOOR EDUCATION | GEGF0 | US ARMY GARRISON BAVARIA | ARACT | Gernackerstrasse | Germany | Not Applicable | Berchtesgaden |  | 1 | 0.94 | Euro | 0.8582
5483 | GE37L | HOPPSTAEDTEN WATERWORKS | GEKL0 | US ARMY GARRISON RHEINLAND-PFALZ | ARACT | Saarstrasse | Germany | Not Applicable | Baumholder |  | 1 | 0.94 | Euro | 0.8582
5517 | GE38P | HUSTERHOEH KASERNE | GEKL0 | US ARMY GARRISON RHEINLAND-PFALZ | ARACT | Massachusetts Avenue | Germany | Not Applicable | Pirmasens |  | 1 | 0.94 | Euro | 0.8582
5529 | GE394 | ILLESHEIM LEASED | GEAN0 | US ARMY GARRISON ANSBACH | ARACT |  | Germany | Not Applicable | Illesheim |  | 1 | 0.94 | Euro | 0.8582
5697 | GE43T | KATTERBACH KASERNE | GEAN0 | US ARMY GARRISON ANSBACH | ARACT | Bismarck Kaserne | Germany | Not Applicable | Ansbach |  | 1 | 0.94 | Euro | 0.8582
5709 | GE43X | KEFURT AND CRAIG VILLAGE FAMILY HOUSING | GEST0 | US ARMY GARRISON STUTTGART | ARACT | Arkansasstrasse | Germany | Not Applicable | Stuttgart |  | 1 | 0.94 | Euro | 0.8582
5711 | GE44F | KELLEY BARRACKS GE44F | GEST0 | US ARMY GARRISON STUTTGART | ARACT | Plieninger Strasse 271 | Germany | Not Applicable | Stuttgart |  | 1 | 0.94 | Euro | 0.8582
5725 | GE45D | KILBOURNE KASERNE | GEHD0 | US ARMY GARRISON HEIDELBERG | ARACT | Friedrichsfelder Landstr. 68723 Schwetzingen | Germany | Not Applicable | Heidelberg |  | 1 | 0.94 | Euro | 0.8582
5761 | GE464 | KORNWESTHEIM | GEST0 | US ARMY GARRISON STUTTGART | ARACT |  | Germany | Not Applicable | Stuttgart |  | 1 | 0.94 | Euro | 0.8582
5762 | GE46J | KORNWESTHEIM GOLF COURSE | GEST0 | US ARMY GARRISON STUTTGART | ARACT | Aldingerstrasse 975 | Germany | Not Applicable | Kornwestheim |  | 1 | 0.94 | Euro | 0.8582
5794 | GE478 | LAMPERTHEIM TNG AREA | GEMA0 | US ARMY GARRISON MANNHEIM | ARACT | Alte Mannheimer Poststr | Germany | Not Applicable | Lampertheim |  | 1 | 0.94 | Euro | 0.8582
6056 | GE513 | MANNHEIM | GEKL0 | US ARMY GARRISON RHEINLAND-PFALZ | ARACT |  | Germany | Not Applicable | Mannheim |  | 1 | 0.94 | Euro | 0.8582
6130 | GE54F | MCCULLY SUPPORT CENTER | GEWB0 | US ARMY GARRISON WIESBADEN | ARACT | Oberolmer Strasse | Germany | Not Applicable | Wackernheim |  | 1 | 0.94 | Euro | 0.8582
6231 | GE55T | MOEHRINGEN FAMILY HOUSING | GEST0 | US ARMY GARRISON STUTTGART | ARACT | Plieninger Strasse 271 | Germany | Not Applicable | Stuttgart |  | 1 | 0.94 | Euro | 0.8582
6332 | GE556 | MUNICH | GEGF0 | US ARMY GARRISON BAVARIA | ARACT | Keplerstrasse, 81679 Munich | Germany | Not Applicable | Munich |  | 1 | 0.94 | Euro | 0.8582
6361 | GE57D | NATHAN HALE QM AREA | GEWB0 | US ARMY GARRISON WIESBADEN | ARACT | ESCHOLLBRUCKER STRASSE | Germany | Not Applicable | Darmstadt |  | 1 | 0.94 | Euro | 0.8582
6592 | GE60A | OBERAMMERGAU NATO SCHOOL | GEGF0 | US ARMY GARRISON BAVARIA | ARACT | Aufackerstrasse, 82487 Oberammergau | Germany | Not Applicable | Garmisch |  | 1 | 0.94 | Euro | 0.8582
6593 | GE618 | OBERDACHSTETTEN TNG AREA | GEAN0 | US ARMY GARRISON ANSBACH | ARACT | Truppenuebungsplatz Oberdachstetten | Germany | Not Applicable | Ansbach |  | 1 | 0.94 | Euro | 0.8582
6600 | GE62S | OFTERSHEIM SMALL ARMS RANGE | GEHD0 | US ARMY GARRISON HEIDELBERG | ARACT | An der B 291 (Gruenhausweg), Geb. 4130 | Germany | Not Applicable | Heidelberg |  | 1 | 0.94 | Euro | 0.8582
6665 | GE63A | OSTERFELDERSTRASSE HOUSING | GEGF0 | US ARMY GARRISON BAVARIA | ARACT | Osterfelderstrasse 1 | Germany | Not Applicable | Garmisch |  | 1 | 0.94 | Euro | 0.8582
6694 | GE643 | PANZER KASERNE GE643 | GEST0 | US ARMY GARRISON STUTTGART | ARACT | Panzerstrasse 2959 | Germany | Not Applicable | Stuttgart |  | 1 | 0.94 | Euro | 0.8582
6715 | GE656 | PATCH BARRACKS | GEST0 | US ARMY GARRISON STUTTGART | ARACT | Arkansasstrasse | Germany | Not Applicable | Stuttgart |  | 1 | 0.94 | Euro | 0.8582
6717 | GE654 | PATRICK HENRY VILLAGE FAMILY HOUSING | GEHD0 | US ARMY GARRISON HEIDELBERG | ARACT | Grasweg | Germany | Not Applicable | Heidelberg |  | 1 | 0.94 | Euro | 0.8582
6771 | GE66P | PFEFFELBACH WATERWORKS | GEKL0 | US ARMY GARRISON RHEINLAND-PFALZ | ARACT | St. Wendeler Strasse 34 | Germany | Not Applicable | Pfeffelbach |  | 1 | 0.94 | Euro | 0.8582
6806 | GE668 | PIRMASENS | GEKL0 | US ARMY GARRISON RHEINLAND-PFALZ | ARACT |  | Germany | Not Applicable | Pirmasens |  | 1 | 0.94 | Euro | 0.8582
7030 | GE72T | ROBINSON BARRACKS | GEST0 | US ARMY GARRISON STUTTGART | ARACT | Auerbachstrasse 235 | Germany | Not Applicable | Stuttgart |  | 1 | 0.94 | Euro | 0.8582
7031 | GE70V | ROBINSON-GRENADIER FAM HSG | GEST0 | US ARMY GARRISON STUTTGART | ARACT | Auerbachstrasse 235 | Germany | Not Applicable | Stuttgart |  | 1 | 0.94 | Euro | 0.8582
7078 | GE73J | ROTTERSHAUSEN AMMO STOR AREA | GESW0 | US ARMY GARRISON SCHWEINFURT | ARACT | Rottershausen Munilager | Germany | Not Applicable | Schweinfurt |  | 1 | 0.94 | Euro | 0.8582
7136 | GE74R | SAMBACH AFN FAC | GEKL0 | US ARMY GARRISON KAISERSLAUTERN | ARACT | Bundesstrasse 270 | Germany | Not Applicable | Sembach AB |  | 1 | 0.94 | Euro | 0.8582
7196 | GE76L | SCHWETZINGEN TRAINING AREA | GEHD0 | US ARMY GARRISON HEIDELBERG | ARACT | Friedrichsfelder Landstrasse | Germany | Not Applicable | Schwetzingen |  | 1 | 0.94 | Euro | 0.8582
7264 | GE77J | SHERIDAN BARRACKS | GEGF0 | US ARMY GARRISON BAVARIA | ARACT | Gernackerstrasse | Germany | Not Applicable | Garmisch |  | 1 | 0.94 | Euro | 0.8582
7270 | GE891 | SHIPTON KASERNE | GEAN0 | US ARMY GARRISON ANSBACH | ARACT | Shipton Kaserne | Germany | Not Applicable | Ansbach |  | 1 | 0.94 | Euro | 0.8582
7296 | GE79D | SMITH BARRACKS | GEKL0 | US ARMY GARRISON RHEINLAND-PFALZ | ARACT | Prussman Avenue | Germany | Not Applicable | Baumholder |  | 1 | 0.94 | Euro | 0.8582
7322 | GE79L | SOUTH CAMP VILSECK | GEGF0 | US ARMY GARRISON BAVARIA | ARACT | Staatsstraße 2120 | Germany | Not Applicable | Vilseck |  | 1 | 0.94 | Euro | 0.8582
7340 | GE79R | SPINELLI BARRACKS | GEMA0 | US ARMY GARRISON MANNHEIM | ARACT | Boveristr | Germany | Not Applicable | Mannheim |  | 1 | 0.94 | Euro | 0.8582
7429 | GE80J | STEUBEN AND WEICHT VILLAGE FAM HSG | GEST0 | US ARMY GARRISON STUTTGART | ARACT | Arkansasstrasse | Germany | Not Applicable | Stuttgart |  | 1 | 0.94 | Euro | 0.8582
7443 | GE81A | STORCK BARRACKS | GEAN0 | US ARMY GARRISON ANSBACH | ARACT | Storck Barracks | Germany | Not Applicable | Illesheim |  | 1 | 0.94 | Euro | 0.8582
7459 | GE82A | STUTTGART ADMIN FACILITY | GEST0 | US ARMY GARRISON STUTTGART | ARACT | Olgastrasse 11 | Germany | Not Applicable | Stuttgart |  | 1 | 0.94 | Euro | 0.8582
7460 | GE82B | STUTTGART DEPENDENT SCHOOL | GEST0 | US ARMY GARRISON STUTTGART | ARACT | Auerbachstrasse 235 | Germany | Not Applicable | Stuttgart |  | 1 | 0.94 | Euro | 0.8582
7464 | GE82J | SULLIVAN BARRACKS | GEKL0 | US ARMY GARRISON RHEINLAND-PFALZ | ARACT | Fuerther Platz | Germany | Not Applicable | Mannheim |  | 1 | 0.94 | Euro | 0.8582
7466 | GE82X | SULZHEIM TNG AREA | GESW0 | US ARMY GARRISON SCHWEINFURT | ARACT | LTA | Germany | Not Applicable | Schweinfurt |  | 1 | 0.94 | Euro | 0.8582
7724 | GE904 | VILSECK | GEGF0 | US ARMY GARRISON BAVARIA | ARACT |  | Germany | Not Applicable | Vilseck |  | 1 | 0.94 | Euro | 0.8582
7747 | GE93C | WACKERNHM-SCHWABENWAELDCHEN TNG AREA | GEWB0 | US ARMY GARRISON WIESBADEN | ARACT | Forststrasse | Germany | Not Applicable | Wackernheim |  | 1 | 0.94 | Euro | 0.8582
7776 | GE92P | WARNER BARRACKS | GEBA0 | US ARMY GARRISON BAMBERG | ARACT | Weissenburgstrasse 10 | Germany | Not Applicable | Bamberg |  | 1 | 0.94 | Euro | 0.8582
7777 | GE92S | WARNER BARRACKS FAM HSG | GEBA0 | US ARMY GARRISON BAMBERG | ARACT | Foehrenstrasse | Germany | Not Applicable | Bamberg |  | 1 | 0.94 | Euro | 0.8582
7836 | GE93B | WEILIMDORF WAREHOUSE | GEST0 | US ARMY GARRISON STUTTGART | ARACT | Motorstrasse 42 | Germany | Not Applicable | Stuttgart |  | 1 | 0.94 | Euro | 0.8582
7837 | GE94V | WEISSKIRCHEN AFN TRANS FAC | GEWB0 | US ARMY GARRISON WIESBADEN | ARACT | Kalbacher Weg | Germany | Not Applicable | Weisskirchen |  | 1 | 0.94 | Euro | 0.8582
7874 | GE94D | WETZEL FAMILY HOUSING | GEBH0 | US ARMY GARRISON BAUMHOLDER | ARACT | Berschweiler Strasse | Germany | Not Applicable | Baumholder |  | 1 | 0.94 | Euro | 0.8582
7875 | GE94E | WETZEL KASERNE | GEBH0 | US ARMY GARRISON BAUMHOLDER | ARACT | Berschweiler Strasse | Germany | Not Applicable | Baumholder |  | 1 | 0.94 | Euro | 0.8582
7971 | GE954 | WORMS | GEKL0 | US ARMY GARRIONS RHEINLAND-PFALZ | ARACT |  | Germany | Not Applicable | Worms |  | 1 | 0.94 | Euro | 0.8582
169883 | RMSH0001 | RAMSTEIN SATELLITE HOUSING OFFICE | TYFR | RAMSTEIN AIR BASE | AFACT | AM NEUEN MARKT | Germany | Not Applicable | Ramstein |  | 1 | 0.94 | Euro | 0.8582
703632 | 82387-11521 | CMR 475 BOX 4 WURZBURG | 82387 | JOINT RECRUITING PROGRAM | ARACT | CMR 475 BOX 4 | Germany | Not Applicable | Wurzburg |  | 1 | 0.94 | Euro | 0.8582
3775 | GE03B | AMELIA EARHART HOTEL | GEWB0 | US ARMY GARRISON WIESBADEN | ARACT | Konrad-Adenauer Ring 39 | Germany | Not Applicable | Wiesbaden |  | 1.03 | 0.95 | Euro | 0.8582
3776 | GE03C | AMERICAN ARMS HOTEL | GEWB0 | US ARMY GARRISON WIESBADEN | ARACT |  | Germany | Not Applicable | Wiesbaden |  | 1.03 | 0.95 | Euro | 0.8582
3892 | GE04B | AUKAMM HSG AREA | GEWB0 | US ARMY GARRISON WIESBADEN | ARACT | Westfalen Strasse | Germany | Not Applicable | Wiesbaden |  | 1.03 | 0.95 | Euro | 0.8582
4590 | GE14S | CRESTVIEW HSG AREA | GEWB0 | US ARMY GARRISON WIESBADEN | ARACT |  | Germany | Not Applicable | Wiesbaden |  | 1.03 | 0.95 | Euro | 0.8582
4718 | GE15X | DEXHEIM MISSILE FAC | GEWB0 | US ARMY GARRISON WIESBADEN | ARACT | An der B420 | Germany | Not Applicable | Dexheim |  | 1.03 | 0.95 | Euro | 0.8582
4827 | GE19R | EGELSBACH TRANSMITTER FAC | GEWB0 | US ARMY GARRISON WIESBADEN | ARACT | Hilltop | Germany | Not Applicable | Langen |  | 1.03 | 0.95 | Euro | 0.8582
4944 | GE25C | FINTHEN LOCAL TRAINING AREA | GEWB0 | US ARMY GARRISON WIESBADEN | ARACT | Layenhoefer Chaussee | Germany | Not Applicable | Mainz |  | 1.03 | 0.95 | Euro | 0.8582
4945 | GE25F | FINTHERLANDSTR FAM HSG | GEWB0 | US ARMY GARRISON WIESBADEN | ARACT | Finther Landstrasse 15-25 | Germany | Not Applicable | Mainz |  | 1.03 | 0.95 | Euro | 0.8582
5078 | GE269 | FRANKFURT LEASES | GEWB0 | US ARMY GARRISON WIESBADEN | ARACT |  | Germany | Not Applicable | Frankfurt |  | 1.03 | 0.95 | Euro | 0.8582
5325 | GE33D | HAINERBERG HOUSING AND SHOPPING CTR | GEWB0 | US ARMY GARRISON WIESBADEN | ARACT | Washington Strasse | Germany | Not Applicable | Wiesbaden |  | 1.03 | 0.95 | Euro | 0.8582
5696 | GE43O | KASTEL HOUSING AREA | GEWB0 | US ARMY GARRISON WIESBADEN | ARACT | Wiesbadener Landstrasse 92 | Germany | Not Applicable | Wiesbaden |  | 1.03 | 0.95 | Euro | 0.8582
6029 | GE525 | MAINZ | GEWB0 | US ARMY GARRISON WIESBADEN | ARACT |  | Germany | Not Applicable | Mainz |  | 1.03 | 0.95 | Euro | 0.8582
6030 | GE43S | MAINZ-KASTEL STATION | GEWB0 | US ARMY GARRISON WIESBADEN | ARACT | In der Witz | Germany | Not Applicable | Wiesbaden |  | 1.03 | 0.95 | Euro | 0.8582
6983 | GE72L | RHEINBLICK GOLF COURSE | GEWB0 | US ARMY GARRISON WIESBADEN | ARACT | Weisser Weg | Germany | Not Applicable | Wiesbaden |  | 1.03 | 0.95 | Euro | 0.8582
7897 | GE93Q | LUCIUS D. CLAY KASERNE | GEWB0 | US ARMY GARRISON WIESBADEN | ARACT | 65205 Wiesbaden-Erbenheim | Germany | Not Applicable | Wiesbaden |  | 1.03 | 0.95 | Euro | 0.8582
7898 | GE93R | WIESBADEN RECREATION AREA | GEWB0 | US ARMY GARRISON WIESBADEN | ARACT |  | Germany | Not Applicable | Wiesbaden |  | 1.03 | 0.95 | Euro | 0.8582
169882 | RANK0001 | AMC LEASE FRANKFURT | TYFR | RAMSTEIN AIR BASE | AFACT | TOR 3 | Germany | Not Applicable | Frankfurt |  | 1.03 | 0.95 | Euro | 0.8582
186682 | 800500 | WIESBADEN APO | 82387 | JOINT RECRUITING PROGRAM | ARACT |  | Germany | Not Applicable | Wiesbaden |  | 1.03 | 0.95 | Euro | 0.8582
4796 | GE186 | EAST CAMP GRAFENWOEHR | GEGF0 | US ARMY GARRISON BAVARIA | ARACT | Alte Amberger Straße | Germany | Not Applicable | Grafenwohr |  | 1.04 | 0.99 | Euro | 0.8582
5088 | GE27J | FRECHETSFELD RADIO SITE | GEGF0 | US ARMY GARRISON GRAFENWOEHR | ARACT |  | Germany | Not Applicable | Amberg |  | 1.04 | 0.99 | Euro | 0.8582
5099 | GE27R | FREIHOELSER TNG AREA | GEGF0 | US ARMY GARRISON BAVARIA | ARACT | Bundesstrasse 85 | Germany | Not Applicable | Amberg |  | 1.04 | 0.99 | Euro | 0.8582
5240 | GE31Q | GRAFENWOEHR | GEGF0 | US ARMY GARRISON BAVARIA | ARACT |  | Germany | Not Applicable | Grafenwohr |  | 1.04 | 0.99 | Euro | 0.8582
5241 | GE31P | GRAFENWOEHR TNG AREA | GEGF0 | US ARMY GARRISON BAVARIA | ARACT | Alte Amberger Straße | Germany | Not Applicable | Grafenwohr |  | 1.04 | 0.99 | Euro | 0.8582
5459 | GE368 | HOHENFELS | GEGF0 | US ARMY GARRISON BAVARIA | ARACT |  | Germany | Not Applicable | Hohenfels |  | 1.04 | 0.99 | Euro | 0.8582
5460 | GE36L | HOHENFELS TNG AREA | GEGF0 | US ARMY GARRISON BAVARIA | ARACT | Truppenuebungsplatz | Germany | Not Applicable | Hohenfels |  | 1.04 | 0.99 | Euro | 0.8582
316 | N66691-LA | LARISSA, GREECE | N66691 | NAVSUPPACT SOUDA BAY GR | NAVACT | 98650102 | Greece | Not Applicable | Larisa |  | 1.06 | 0.96 | Euro | 0.8582
189318 | N66691-AT | ATHENS AIRPORT | N66691 | NAVSUPPACT SOUDA BAY GR | NAVACT |  | Greece | Not Applicable | Athens |  | 1.06 | 0.96 | Euro | 0.8582
182 | N66691 | NAVSUPPACT SOUDA BAY GR | N66691 | NAVSUPPACT SOUDA BAY GR | NAVACT | MOUZOURAS | Greece | Not Applicable | Soudha Bay |  | 1.17 | 1.08 | Euro | 0.8582
736 | N66691-NA | NATO ORDNANCE AREA | N66691 | NAVSUPPACT SOUDA BAY GR | NAVACT | 22222 | Greece | Not Applicable | Soudha Bay |  | 1.17 | 1.08 | Euro | 0.8582
737 | N66691-NM | NAMFI COMPOUND | N66691 | NAVSUPPACT SOUDA BAY GR | NAVACT | STEARNAS | Greece | Not Applicable | Soudha Bay |  | 1.17 | 1.08 | Euro | 0.8582
1083 | N66691-MA | MARATHI PIER AREA | N66691 | NAVSUPPACT SOUDA BAY GR | NAVACT | 98650102 | Greece | Not Applicable | Soudha Bay |  | 1.17 | 1.08 | Euro | 0.8582
1162 | N66691-MN | MOMAG COMPOUND | N66691 | NAVSUPPACT SOUDA BAY GR | NAVACT | MOUZOURAS | Greece | Not Applicable | Soudha Bay |  | 1.17 | 1.08 | Euro | 0.8582
190249 | N66691-MX | MALAXA RADIO SITE | N66691 | NAVSUPPACT SOUDA BAY GR | NAVACT |  | Greece | Not Applicable | Soudha Bay |  | 1.17 | 1.08 | Euro | 0.8582
191590 | N66691-DP | DOPPLER RADAR AREA | N66691 | NAVSUPPACT SOUDA BAY GR | NAVACT |  | Greece | Not Applicable | Soudha Bay |  | 1.17 | 1.08 | Euro | 0.8582
3339 | WWCX0001 | THULE AIR BASE SITE # 1 | WWCX | THULE AIR BASE | AFACT | UNIT 82501 | Greenland | Not Applicable | Thule |  | 3.18 | 2.98 | Danish Krone | 6.2946
178 | N61755 | NAVBASE GUAM | N61755 | NAVBASE GUAM | NAVACT |  | Guam | Not Applicable | Agana |  | 2.5 | 2.39 | Dollar | 1
265 | N61755-AH | APRA HEIGHTS | N61755 | NAVBASE GUAM | NAVACT |  | Guam | Not Applicable | Apra |  | 2.5 | 2.39 | Dollar | 1
437 | N61755-BR | BARRIGADA | N61755 | NAVBASE GUAM | NAVACT |  | Guam | Not Applicable | Barrigada |  | 2.5 | 2.39 | Dollar | 1
438 | N61755-AG | AGANA | N61755 | NAVBASE GUAM | NAVACT |  | Guam | Not Applicable | Agana |  | 2.5 | 2.39 | Dollar | 1
447 | N61755-NM | NAVAL MAGAZINE | N61755 | NAVBASE GUAM | NAVACT | 96915 | Guam | Not Applicable | Santa Rita |  | 2.5 | 2.39 | Dollar | 1
649 | N69143-CC | GLUP 94 BRAC IV | N69143 | AGANA GUAM NAS CSO | NAVACT |  | Guam | Not Applicable | Agana |  | 2.5 | 2.39 | Dollar | 1
663 | N61755-AA | ANDERSEN AFB | N61755 | NAVBASE GUAM | NAVACT |  | Guam | Not Applicable | Andersen AB |  | 2.5 | 2.39 | Dollar | 1
665 | N61755-HA | HARMON | N61755 | NAVBASE GUAM | NAVACT |  | Guam | Not Applicable | Dededo |  | 2.5 | 2.39 | Dollar | 1
666 | N61755-MB | MARBO | N61755 | NAVBASE GUAM | NAVACT | 96923 | Guam | Not Applicable | Mangilao |  | 2.5 | 2.39 | Dollar | 1
667 | N61755-TY | TIYAN | N61755 | NAVBASE GUAM | NAVACT |  | Guam | Not Applicable | Agana |  | 2.5 | 2.39 | Dollar | 1
668 | N61755-FN | FINEGAYAN | N61755 | NAVBASE GUAM | NAVACT |  | Guam | Not Applicable | Finegayan |  | 2.5 | 2.39 | Dollar | 1
671 | N61755-TA | TAMUNING | N61755 | NAVBASE GUAM | NAVACT | CHALAN PASAHERO | Guam | Not Applicable | Tamuning |  | 2.5 | 2.39 | Dollar | 1
673 | N61755-SV | SASA VALLEY | N61755 | NAVBASE GUAM | NAVACT | 96821 | Guam | Not Applicable | Piti |  | 2.5 | 2.39 | Dollar | 1
674 | N61755-TV | TENJO VISTA | N61755 | NAVBASE GUAM | NAVACT | 96821 | Guam | Not Applicable | Piti |  | 2.5 | 2.39 | Dollar | 1
870 | N61755-MF | FINEGAYAN, MIDDLE | N61755 | NAVBASE GUAM | NAVACT | 96910 | Guam | Not Applicable | Finegayan |  | 2.5 | 2.39 | Dollar | 1
885 | N61755-SF | FINEGAYAN, SOUTH | N61755 | NAVBASE GUAM | NAVACT | 96910 | Guam | Not Applicable | Finegayan |  | 2.5 | 2.39 | Dollar | 1
1061 | N61755-NZ | NIMITZ HILL | N61755 | NAVBASE GUAM | NAVACT | 96915 | Guam | Not Applicable | Nimitz Hill |  | 2.5 | 2.39 | Dollar | 1
1072 | N61755-TL | TALOFOFO | N61755 | NAVBASE GUAM | NAVACT | 96930 | Guam | Not Applicable | Talofofo |  | 2.5 | 2.39 | Dollar | 1
1091 | N69143 | AGANA GUAM NAS CSO | N69143 | AGANA GUAM NAS CSO | NAVACT |  | Guam | Not Applicable | Agana |  | 2.5 | 2.39 | Dollar | 1
1092 | N69143-BB | TIYAN OFHA BRAC IV | N69143 | AGANA GUAM NAS CSO | NAVACT |  | Guam | Not Applicable | Agana |  | 2.5 | 2.39 | Dollar | 1
1160 | N61755-TP | TANGUISSON POINT | N61755 | NAVBASE GUAM | NAVACT |  | Guam | Not Applicable | Dededo |  | 2.5 | 2.39 | Dollar | 1
1179 | N61755-MR | MAGAZINE RESERVOIR, NM | N61755 | NAVBASE GUAM | NAVACT | 96915 | Guam | Not Applicable | Santa Rita |  | 2.5 | 2.39 | Dollar | 1
1269 | N61755-WT | WATER TREATMENT, NM | N61755 | NAVBASE GUAM | NAVACT | 96915 | Guam | Not Applicable | Santa Rita |  | 2.5 | 2.39 | Dollar | 1
1365 | N41557-AS | ANDY SOUTH | N41557 | NSA ANDERSEN | NAVACT | ANDY SOUTH | Guam | Not Applicable | Andersen AB |  | 2.5 | 2.39 | Dollar | 1
1366 | N41557 | NSA ANDERSEN | N41557 | NSA ANDERSEN | NAVACT | CHICAGO | Guam | Not Applicable | Andersen AB |  | 2.5 | 2.39 | Dollar | 1
1367 | N41557-SR | SANTA ROSA PARCEL A | N41557 | NSA ANDERSEN | NAVACT | MOUNT SANTA ROSA STREET | Guam | Not Applicable | Andersen AB |  | 2.5 | 2.39 | Dollar | 1
1369 | N41557-BA | BARRIGADA | N41557 | NSA ANDERSEN | NAVACT | BARRIGADA TRANS SITE | Guam | Not Applicable | Barrigada |  | 2.5 | 2.39 | Dollar | 1
1373 | N41557-PT | POTTS TANK FARM | N41557 | NSA ANDERSEN | NAVACT | PETROLEUM STORAGE | Guam | Not Applicable | Andersen AB |  | 2.5 | 2.39 | Dollar | 1
1374 | N41557-TF | TUMON TANK FARM | N41557 | NSA ANDERSEN | NAVACT | TUMON TANK FARM | Guam | Not Applicable | Andersen AB |  | 2.5 | 2.39 | Dollar | 1
1376 | N41557-TM | TUMON WATER WELL | N41557 | NSA ANDERSEN | NAVACT | TUMON MAUI | Guam | Not Applicable | Andersen AB |  | 2.5 | 2.39 | Dollar | 1
5123 | GQ011 | FT JUAN MUNA | GQ0NG | GUAM NATIONAL GUARD | ARGUARD | 622 E Harmon Industrial Park RD | Guam | Not Applicable | Barrigada |  | 2.5 | 2.39 | Dollar | 1
5304 | GQ010 | GUAM US ARMY RESERVE CENTER | GQ010 | GUAM US ARMY RESERVE CENTER | ARRES |  | Guam | Not Applicable | Barrigada |  | 2.5 | 2.39 | Dollar | 1
5305 | GQ012 | GUARNG BARRIGADA COMPLEX | GQ0NG | GUAM NATIONAL GUARD | ARGUARD | 430 Army Drive, Bldg 300, Rm 113 | Guam | Not Applicable | Barrigada |  | 2.5 | 2.39 | Dollar | 1
170041 | N61755-GB | GLUP 77 APRA | N61755 | NAVBASE GUAM | NAVACT |  | Guam | Not Applicable | Apra |  | 2.5 | 2.39 | Dollar | 1
170042 | N61755-NH | NAVAL HOSPITAL | N61755 | NAVBASE GUAM | NAVACT |  | Guam | Not Applicable | Agana |  | 2.5 | 2.39 | Dollar | 1
170048 | N61755-HS | HARMON SUBSTATION | N61755 | NAVBASE GUAM | NAVACT |  | Guam | Not Applicable | Dededo |  | 2.5 | 2.39 | Dollar | 1
170049 | N61755-AN | ASAN PUMP STATION | N61755 | NAVBASE GUAM | NAVACT |  | Guam | Not Applicable | Asan |  | 2.5 | 2.39 | Dollar | 1
170050 | N61755-DD | DANDAN | N61755 | NAVBASE GUAM | NAVACT |  | Guam | Not Applicable | Agana |  | 2.5 | 2.39 | Dollar | 1
170051 | N61755-HR | HIGHWAY ROUTES 1 AND 4 | N61755 | NAVBASE GUAM | NAVACT |  | Guam | Not Applicable | Agana |  | 2.5 | 2.39 | Dollar | 1
170052 | N61755-AL | APRA HARBOR PARCEL 6 | N61755 | NAVBASE GUAM | NAVACT |  | Guam | Not Applicable | Apra |  | 2.5 | 2.39 | Dollar | 1
184859 | 82387-13307 | W SOLEDAD AVE AGANA | 82387 | JOINT RECRUITING PROGRAM | USACE | 414 W. SOLEDAD AVE. GCIC BLDG | Guam | Not Applicable | Agana |  | 2.5 | 2.39 | Dollar | 1
187754 | N41557-SB | SANTA ROSA PARCEL B | N41557 | NSA ANDERSEN | NAVACT |  | Guam | Not Applicable | Andersen AB |  | 2.5 | 2.39 | Dollar | 1
187755 | N41557-SC | SANTA ROSA PARCEL C | N41557 | NSA ANDERSEN | NAVACT |  | Guam | Not Applicable | Andersen AB |  | 2.5 | 2.39 | Dollar | 1
187756 | N41557-SD | SANTA ROSA RESERVOIR | N41557 | NSA ANDERSEN | NAVACT |  | Guam | Not Applicable | Andersen AB |  | 2.5 | 2.39 | Dollar | 1
189160 | N61755-AB | AGANA RIVER | N61755 | NAVBASE GUAM | NAVACT |  | Guam | Not Applicable | Agana |  | 2.5 | 2.39 | Dollar | 1
189161 | N61755-AC | AGANA SPRINGS ROAD | N61755 | NAVBASE GUAM | NAVACT |  | Guam | Not Applicable | Agana |  | 2.5 | 2.39 | Dollar | 1
189162 | N61755-BT | BULLCART TRAIL | N61755 | NAVBASE GUAM | NAVACT |  | Guam | Not Applicable | Agana |  | 2.5 | 2.39 | Dollar | 1
189163 | N61755-LO | LOT 108 | N61755 | NAVBASE GUAM | NAVACT |  | Guam | Not Applicable | Agana |  | 2.5 | 2.39 | Dollar | 1
190284 | 821704 | 141 MACHECHE AVENUE YIGO | 82387 | JOINT RECRUITING PROGRAM | USACE | 141 Macheche Avenue | Guam | Not Applicable | Yigo |  | 2.5 | 2.39 | Dollar | 1
190979 | N41557-WD | WAR DOG CEMETERY | N41557 | NSA ANDERSEN | NAVACT |  | Guam | Not Applicable | Andersen AB |  | 2.5 | 2.39 | Dollar | 1
190980 | N41557-AP | ANDERSEN SOUTH SEWER | N41557 | NSA ANDERSEN | NAVACT |  | Guam | Not Applicable | Andersen AB |  | 2.5 | 2.39 | Dollar | 1
191263 | N61755-CA | CIVIL 3-49 PARCEL 1 | N61755 | NAVBASE GUAM | NAVACT |  | Guam | Not Applicable | Agana |  | 2.5 | 2.39 | Dollar | 1
191264 | N61755-CB | CIVIL 3-49 PARCEL 2 | N61755 | NAVBASE GUAM | NAVACT |  | Guam | Not Applicable | Agana |  | 2.5 | 2.39 | Dollar | 1
191265 | N61755-CC | CIVIL 3-49 PARCEL 3 | N61755 | NAVBASE GUAM | NAVACT |  | Guam | Not Applicable | Agana |  | 2.5 | 2.39 | Dollar | 1
191266 | N61755-CD | CIVIL 3-49 PARCEL 4 | N61755 | NAVBASE GUAM | NAVACT |  | Guam | Not Applicable | Agana |  | 2.5 | 2.39 | Dollar | 1
191267 | N61755-CE | CIVIL 3-49 PARCEL 5 | N61755 | NAVBASE GUAM | NAVACT |  | Guam | Not Applicable | Agana |  | 2.5 | 2.39 | Dollar | 1
191268 | N61755-CF | CIVIL 3-49 PARCEL 6 | N61755 | NAVBASE GUAM | NAVACT |  | Guam | Not Applicable | Agana |  | 2.5 | 2.39 | Dollar | 1
170286 | HO010 | SOTO CANO | 59540 |  | ARACT |  | Honduras | Not Applicable | Comayagua |  | 0.96 | 0.89 | Honduran Lempira | 23.124
188904 | 820762 | COMAYAGUA 08-562 | 11533 | US ARMY ENGINEER DISTRICT, MOBILE | USACE |  | Honduras | Not Applicable | Comayagua |  | 0.96 | 0.89 | Honduran Lempira | 23.124
187797 | N61054-FP | FENWICK PIER | N61054 | COMFLEACT YOKOSUKA JA | NAVACT |  | Hong Kong | Not Applicable |  |  | 1.22 | 1.11 | Cambodian Riel | 3989.4
|  | HUNGARY (ALL LOCATIONS) |  |  |  |  | Hungary | Not Applicable | Unknown |  | 1.06 | 0.97 | Hungarian Forint | 263.58
408 | N62588-GR | GRINDAVIK, ICELAND | N62588 | NAVSUPPACT NAPLES IT | NAVACT | 096220000 | Iceland | Not Applicable | Grindavik |  | 2.04 | 1.9 | Iceland Krona | 104.4977
|  | IRAQ (ALL LOCATIONS) |  |  |  |  | Iraq | Not Applicable | Unknown |  | 1.5 | 1.36 | Iraqui Dinar | 1149.5
|  | ISRAEL (ALL LOCATIONS) |  |  |  |  | Israel | Not Applicable | Unknown |  | 1.17 | 1.06 | Israeli New Shekels | 3.5259
165 | N62995 | NAS SIGONELLA IT | N62995 | NAS SIGONELLA IT | NAVACT | 417 STRADA STATALE | Italy | Not Applicable | Sigonella Sicily |  | 1.12 | 1.08 | Euro | 0.8582
295 | N62995-BE | BELPASSO HSG | N62995 | NAS SIGONELLA IT | NAVACT | STRADA PROVINCIALE SP 105 (KM 1.5), COMUNE DI BELPASSO (PROVINCIA DI CATANIA) | Italy | Not Applicable | Catania |  | 1.12 | 1.08 | Euro | 0.8582
625 | N62995-NS | NAS1 SUPPORT AREA | N62995 | NAS SIGONELLA IT | NAVACT | STRADA STATALE SS 192 (KM +76), COMUNE DI CATANIA (PROVINCIA DI CATANIA), (NAS 1) | Italy | Not Applicable | Catania |  | 1.12 | 1.08 | Euro | 0.8582
714 | N62995-CA | NATO ORDNANCE FAC | N62995 | NAS SIGONELLA IT | NAVACT | STRADA PROVINCIALE SP 69, COMUNE DI BELPASSO (PROVINCIA DI CATANIA) | Italy | Not Applicable | Sigonella Sicily |  | 1.12 | 1.08 | Euro | 0.8582
716 | N62995-FA | PACHINO | N62995 | NAS SIGONELLA IT | NAVACT | CONTRADA CASTELLAZZO, COMUNE DI ISPICA (PROVINCIA DI RAGUSA) | Italy | Not Applicable | Catania |  | 1.12 | 1.08 | Euro | 0.8582
719 | N62995-TS | TRANSMITTER SITE | N62995 | NAS SIGONELLA IT | NAVACT | CONTRADA ULMO, COMUNE DI NISCEMI (PROVINCIA DI CALTANISSETTA), (TRANSMITTER SITE) | Italy | Not Applicable | Sigonella Sicily |  | 1.12 | 1.08 | Euro | 0.8582
896 | N62995-AB | AUGUSTA BAY | N62995 | NAS SIGONELLA IT | NAVACT | STRADA STATALE EX-SS 114, AUGUSTA: COMUNE DI MELILLI (PROVINCIA DI SIRACUSA) | Italy | Not Applicable | Catania |  | 1.12 | 1.08 | Euro | 0.8582
897 | N62995-EA | NATO MAGAZINE AREA | N62995 | NAS SIGONELLA IT | NAVACT | STRADA STATALE SS 417 (KM 57), COMUNE DI RAMACCA (PROVINCIA DI CATANIA) | Italy | Not Applicable | Catania |  | 1.12 | 1.08 | Euro | 0.8582
3391 | XYNH0001 | VIGONOVO STORAGE ANNEX SITE # 1 | ASHE | AVIANO AIR BASE | AFACT | VIA ETTOREO | Italy | Not Applicable | Unknown |  | 1.13 | 1.11 | Euro | 0.8582
4248 | IT240 | CAMP EDERLE | ITVI0 | US ARMY GARRISON ITALY | ARACT | Viale Della Pace 193 | Italy | Not Applicable | Vicenza |  | 1.13 | 1.11 | Euro | 0.8582
4633 | IT212 | RENATO DEL DIN | ITVI0 | US ARMY GARRISON ITALY | ARACT |  | Italy | Not Applicable | Vicenza |  | 1.13 | 1.11 | Euro | 0.8582
5947 | IT542 | LONGARE COMM SITE | ITVI0 | US ARMY GARRISON ITALY | ARACT | Via Colderuga 96 Longare | Italy | Not Applicable | Vicenza |  | 1.13 | 1.11 | Euro | 0.8582
7712 | IT938 | VICENZA | ITVI0 | US ARMY GARRISON ITALY | ARACT |  | Italy | Not Applicable | Vicenza |  | 1.13 | 1.11 | Euro | 0.8582
7713 | IT941 | VICENZA BASIC LOAD STOR AREA | ITVI0 | US ARMY GARRISON ITALY | ARACT | Via Fontega - 36057 Arcugnano (VI) | Italy | Not Applicable | Vicenza |  | 1.13 | 1.11 | Euro | 0.8582
7714 | IT942 | VICENZA FAM HSG | ITVI0 | US ARMY GARRISON ITALY | ARACT | Viale Della Serenissima,1 - 36100 VICENZA | Italy | Not Applicable | Vicenza |  | 1.13 | 1.11 | Euro | 0.8582
287 | N62588-LP | LAGO PATRIA | N62588 | NAVSUPPACT NAPLES IT | NAVACT | VIA MADONNA DEL PANTANO, GIUGLIANO (LAGO PATRIA) | Italy | Not Applicable | Naples |  | 1.15 | 1.1 | Euro | 0.8582
288 | N62588-CA | CAMALDOLI | N62588 | NAVSUPPACT NAPLES IT | NAVACT | VIA DELL'EREMO 84, NAPOLI | Italy | Not Applicable | Naples |  | 1.15 | 1.1 | Euro | 0.8582
699 | N62588-GA | GAETA | N62588 | NAVSUPPACT NAPLES IT | NAVACT | VIA MUNAZIO PLANCO, MONTE ORLANDO, GAETA | Italy | Not Applicable | Gaeta |  | 1.15 | 1.09 | Euro | 0.8582
700 | N62588-MA | ROME AIRPORT | N62588 | NAVSUPPACT NAPLES IT | NAVACT | VIA DELL'AEROPORTO DI FIUMICINO 320, FIUMICINO AEROPORTO | Italy | Not Applicable | Rome |  | 1.15 | 1.09 | Euro | 0.8582
701 | N62588-RA | CARNEY PARK | N62588 | NAVSUPPACT NAPLES IT | NAVACT | CONTRADA CAMPIGLIONE, POZZUOLI | Italy | Not Applicable | Naples |  | 1.15 | 1.1 | Euro | 0.8582
702 | N62588-SS | SUPPORT SITE | N62588 | NAVSUPPACT NAPLES IT | NAVACT | CONTRADA BOSCARIELLO, GRICIGNANO DI AVERSA | Italy | Not Applicable | Naples |  | 1.15 | 1.1 | Euro | 0.8582
894 | N62588-UB | VARLOC HOUSING | N62588 | NAVSUPPACT NAPLES IT | NAVACT | VILLA NIKE: VIA SCIPIONE CAPECE N. 8 | Italy | Not Applicable | Naples |  | 1.15 | 1.1 | Euro | 0.8582
1100 | N62588 | NAVSUPPACT NAPLES IT | N62588 | NAVSUPPACT NAPLES IT | NAVACT | VIALE FULCO RUFFO DI CALABRIA AEROP DI CAPODICHINO | Italy | Not Applicable | Naples |  | 1.15 | 1.1 | Euro | 0.8582
1168 | N62588-NI | NISIDA ISLAND | N62588 | NAVSUPPACT NAPLES IT | NAVACT | VIA NISIDA, NAPOLI | Italy | Not Applicable | Naples |  | 1.15 | 1.1 | Euro | 0.8582
2120 | HWQJ0001 | GHEDI RADIO RELAY SITE SITE # 1 | ASHE | AVIANO AIR BASE | AFACT | VIA CASTENEDOLO | Italy | Not Applicable |  |  | 1.15 | 1.09 | Euro | 0.8582
2424 | MAPL0001 | MALPENSA POSTAL OFFICE (LEASE) SITE # 1 | ASHE | AVIANO AIR BASE | AFACT | VIA MALPENSA #1 | Italy | Not Applicable | Malpensa |  | 1.15 | 1.09 | Euro | 0.8582
2457 | MMNT0001 | LA COMINA STORAGE SITE SITE # 1 | ASHE | AVIANO AIR BASE | AFACT | VIA DE LA COMINA | Italy | Not Applicable | Unknown |  | 1.15 | 1.09 | Euro | 0.8582
3120 | SMQA0001 | ORSAGO RADIO BEACON ANNEX SITE # 1 | ASHE | AVIANO AIR BASE | AFACT | VIA GUIDO MAZZA | Italy | Not Applicable | Unknown |  | 1.15 | 1.09 | Euro | 0.8582
3239 | UUUY0001 | SAN VITO DEI NORMANNI AIR STATION SITE # 1 | ASHE | AVIANO AIR BASE | AFACT | VIA BRINDISI | Italy | Not Applicable | San Vito |  | 1.15 | 1.09 | Euro | 0.8582
4243 | IT219 | CAMP DARBY | ITVI0 | US ARMY GARRISON ITALY | ARACT | Via Vecchia Livornese 688 | Italy | Not Applicable | Tirrenia |  | 1.15 | 1.09 | Euro | 0.8582
5926 | IT523 | LIVORNO | ITVI0 | US ARMY GARRISON ITALY | ARACT |  | Italy | Not Applicable | Livorno |  | 1.15 | 1.09 | Euro | 0.8582
5927 | IT528 | LIVORNO SUPPLY AND MAINT AREA | ITVI0 | US ARMY GARRISON ITALY | ARACT | Via Aurelia, Loc Tombolo | Italy | Not Applicable | Livorno |  | 1.15 | 1.09 | Euro | 0.8582
5928 | IT530 | LIVORNO TRAINING AREA | ITVI0 | US ARMY GARRISON ITALY | ARACT | Via Vecchia Livornese | Italy | Not Applicable | Livorno |  | 1.15 | 1.09 | Euro | 0.8582
6807 | IT658 | PISA AMMO STORAGE AREA | ITVI0 | US ARMY GARRISON ITALY | ARACT | Via Vecchia Livornese, 688 | Italy | Not Applicable | Pisa |  | 1.15 | 1.1 | Euro | 0.8582
6835 | IT695 | POGGIO LECCETA COMM SITE | ITVI0 | US ARMY GARRISON ITALY | ARACT | Loc. Poggio Lecceta | Italy | Not Applicable | Livorno |  | 1.15 | 1.09 | Euro | 0.8582
7556 | IT871 | TIRRENIA RECREATION SITE | ITPL0 | US ARMY GARRISON LIVORNO | ARACT | Viale del Tirreno | Italy | Not Applicable | Tirrenia |  | 1.15 | 1.09 | Euro | 0.8582
189434 | N62588-CE | CARINARO | N62588 | NAVSUPPACT NAPLES IT | NAVACT |  | Italy | Not Applicable | Unknown |  | 1.15 | 1.09 | Euro | 0.8582
189940 | N62588-TW | TEVEROLA WAREHOUSE | N62588 | NAVSUPPACT NAPLES IT | NAVACT |  | Italy | Not Applicable | Naples |  | 1.15 | 1.1 | Euro | 0.8582
191371 | N62588-OM | OLD MILL INN GAETA | N62588 | NAVSUPPACT NAPLES IT | NAVACT |  | Italy | Not Applicable | Gaeta |  | 1.15 | 1.09 | Euro | 0.8582
705254 | 82387-13145 | US NAVAL SUPPORT ACT NAPLES ITALY | 82387 | JOINT RECRUITING PROGRAM | ARACT | US NAVAL SUPPORT ACT PSC 817 BOX 55 | Italy | Not Applicable | Naples |  | 1.15 | 1.1 | Euro | 0.8582
1400 | ASHE0001 | AVIANO AIR BASE SITE # 1 | ASHE | AVIANO AIR BASE | AFACT | VIA PRODENONE | Italy | Not Applicable | Aviano AB |  | 1.2 | 1.16 | Euro | 0.8582
1401 | ASHJ0001 | AVIANO ADMINISTRATION ANNEX GROUP HQ SITE # 1 | ASHE | AVIANO AIR BASE | AFACT | VIA PORDENONE | Italy | Not Applicable | Aviano AB |  | 1.2 | 1.16 | Euro | 0.8582
1402 | ASHP0001 | AVIANO AMMUNITION STORAGE ANNEX SITE # 1 | ASHE | AVIANO AIR BASE | AFACT | VIA PORDENONE | Italy | Not Applicable | Aviano AB |  | 1.2 | 1.16 | Euro | 0.8582
1403 | ASHU0001 | AVIANO RAILHEAD ANNEX SITE # 1 | ASHE | AVIANO AIR BASE | AFACT |  | Italy | Not Applicable | Aviano AB |  | 1.2 | 1.16 | Euro | 0.8582
1404 | ASJD0001 | AVIANO BACHELOR HOUSING ANNEX NUMBER 1 SITE # 1 | ASHE | AVIANO AIR BASE | AFACT | VIA PEDEMONTE | Italy | Not Applicable | Aviano AB |  | 1.2 | 1.16 | Euro | 0.8582
1405 | ASJE0001 | AVIANO BACHELOR HOUSING ANNEX NO 2 SITE # 1 | ASHE | AVIANO AIR BASE | AFACT |  | Italy | Not Applicable | Aviano AB |  | 1.2 | 1.16 | Euro | 0.8582
1406 | ASJJ0001 | AVIANO MAINTENANCE ANNEX SITE # 1 | ASHE | AVIANO AIR BASE | AFACT | VIA AEREOPORTO | Italy | Not Applicable | Aviano AB |  | 1.2 | 1.16 | Euro | 0.8582
1407 | ASJK0001 | AVIANO STORAGE ANNEX SITE # 1 | ASHE | AVIANO AIR BASE | AFACT | VIA ELLERO | Italy | Not Applicable | Aviano AB |  | 1.2 | 1.16 | Euro | 0.8582
1409 | ASJP0001 | AVIANO PETROLEUM PRODUCTS STORAGE ANNEX SITE # 1 | ASHE | AVIANO AIR BASE | AFACT | VIA PORDENONE AREA D | Italy | Not Applicable | Aviano AB |  | 1.2 | 1.16 | Euro | 0.8582
1410 | ASJQ0001 | AVIANO FAMILY HOUSING ANNEX NO 5 SITE # 1 | ASHE | AVIANO AIR BASE | AFACT | VIA PORDENONE GHRP | Italy | Not Applicable | Aviano AB |  | 1.2 | 1.16 | Euro | 0.8582
1426 | AVIA0001 | AVIANO FAMILY HOUSING SITE SITE # 1 | ASHE | AVIANO AIR BASE | AFACT | VIA DE CESCO | Italy | Not Applicable | Aviano AB |  | 1.2 | 1.16 | Euro | 0.8582
96 | M67400-0009 | CAMP FUJI JAPAN-3127 | M67400 | MCB CAMP S D BUTLER OKINAWA JA | MCACT | 4TH MARINE | Japan | Not Applicable | Camp Fuji |  | 1.96 | 1.86 | Japanese Yen | 111.5938
589 | N61054-AP | AKASAKA PRESS CTR-3004 | N61054 | COMFLEACT YOKOSUKA JA | NAVACT | 96336 | Japan | Not Applicable | Tokyo |  | 1.96 | 1.86 | Japanese Yen | 111.5938
709 | N61054-SA | SANNO HOTEL TOKYO-3185 | N61054 | COMFLEACT YOKOSUKA JA | NAVACT | 96343 | Japan | Not Applicable | Tokyo |  | 1.96 | 1.86 | Japanese Yen | 111.5938
1355 | ADDQ0001 | AKASAKA ADMINISTRATION ANX SITE # 1 | ZNRE | YOKOTA AB | AFACT | 374 CE/CERR | Japan | Not Applicable | Tokyo |  | 1.96 | 1.86 | Japanese Yen | 111.5938
2108 | HMFP0001 | FUCHU COMMUNICATIONS STATION SITE # 1 | ZNRE | YOKOTA AB | AFACT | 374 CS/CSSM | Japan | Not Applicable | Fuchu |  | 1.96 | 1.86 | Japanese Yen | 111.5938
3241 | UWCL0001 | SANNO ANNEX SITE # 1 | ZNRE | YOKOTA AB | AFACT | AFN | Japan | Not Applicable | Tokyo |  | 1.96 | 1.86 | Japanese Yen | 111.5938
3727 | JA015 | AKASAKA PRESS CENTER | JA210 | CAMP ZAMA | ARACT | Minato-Ku, Tokyo-to | Japan | Not Applicable | Tokyo |  | 1.96 | 1.86 | Japanese Yen | 111.5938
1333 | N61057 | NAF ATSUGI JA | N61057 | NAF ATSUGI JA | NAVACT | 963061215 | Japan | Not Applicable | Atsugi |  | 1.97 | 1.86 | Japanese Yen | 111.5938
250 | N61054 | COMFLEACT YOKOSUKA JA | N61054 | COMFLEACT YOKOSUKA JA | NAVACT | 963490001 | Japan | Not Applicable | Yokosuka |  | 1.98 | 1.87 | Japanese Yen | 111.5938
583 | N61054-AZ | AZUMA-3090 | N61054 | COMFLEACT YOKOSUKA JA | NAVACT | 98762 | Japan | Not Applicable | Yokosuka |  | 1.98 | 1.87 | Japanese Yen | 111.5938
584 | N61054-UR | URAGO ORDNANCE-3117 | N61054 | COMFLEACT YOKOSUKA JA | NAVACT | 98762 | Japan | Not Applicable | Yokosuka |  | 1.98 | 1.87 | Japanese Yen | 111.5938
708 | N61054-NA | NAGAI-3103 | N61054 | COMFLEACT YOKOSUKA JA | NAVACT | 98762 | Japan | Not Applicable | Yokosuka |  | 1.98 | 1.87 | Japanese Yen | 111.5938
1331 | N61054-NS | NAGASAKA RIFL RNG-3104 | N61054 | COMFLEACT YOKOSUKA JA | NAVACT | 98762 | Japan | Not Applicable | Yokosuka |  | 1.98 | 1.87 | Japanese Yen | 111.5938
190974 | N61054-IH | IKEDA-CHO HOUSING | N61054 | COMFLEACT YOKOSUKA JA | NAVACT |  | Japan | Not Applicable | Yokosuka |  | 1.98 | 1.87 | Japanese Yen | 111.5938
190975 | N61054-TH | TAURA-CHO HOUSING | N61054 | COMFLEACT YOKOSUKA JA | NAVACT |  | Japan | Not Applicable | Yokosuka |  | 1.98 | 1.87 | Japanese Yen | 111.5938
191564 | N61054-AB | AZUMA 2 | N61054 | COMFLEACT YOKOSUKA JA | NAVACT |  | Japan | Not Applicable | Yokosuka |  | 1.98 | 1.87 | Japanese Yen | 111.5938
191565 | N61054-AC | AZUMA 3 | N61054 | COMFLEACT YOKOSUKA JA | NAVACT |  | Japan | Not Applicable | Yokosuka |  | 1.98 | 1.87 | Japanese Yen | 111.5938
89 | M67400-0002 | CAMP GONSALVES | M67400 | MCB CAMP S D BUTLER OKINAWA JA | MCACT | MARINE | Japan | Not Applicable | Henoko Okinawa |  | 1.99 | 1.87 | Japanese Yen | 111.5938
90 | M67400-0003 | IE JIMA AUX AIRFIELD | M67400 | MCB CAMP S D BUTLER OKINAWA JA | MCACT | MAJAGUSUKU ROAD NUMBER 42 | Japan | Not Applicable | Henoko Okinawa |  | 1.99 | 1.87 | Japanese Yen | 111.5938
91 | M67400-0004 | CAMP SCHWAB-6009 | M67400 | MCB CAMP S D BUTLER OKINAWA JA | MCACT | GREEN | Japan | Not Applicable | Henoko Okinawa |  | 1.99 | 1.87 | Japanese Yen | 111.5938
92 | M67400-0005 | CAMP HANSEN-6011 | M67400 | MCB CAMP S D BUTLER OKINAWA JA | MCACT | ANADERSON | Japan | Not Applicable | Onna Okinawa |  | 1.99 | 1.87 | Japanese Yen | 111.5938
94 | M67400-0007 | MCAS FUTENMA-6051 | M67400 | MCB CAMP S D BUTLER OKINAWA JA | MCACT | GEIGER | Japan | Not Applicable | Futemma Okinawa |  | 1.99 | 1.87 | Japanese Yen | 111.5938
95 | M67400-0008 | CAMP KINSER-6056 | M67400 | MCB CAMP S D BUTLER OKINAWA JA | MCACT | DEPOT | Japan | Not Applicable | Makiminato Okinawa |  | 1.99 | 1.87 | Japanese Yen | 111.5938
251 | N61056 | COMFLEACT OKINAWA JA | N61056 | COMFLEACT OKINAWA JA | NAVACT | 963701150 | Japan | Not Applicable | Okinawa Island |  | 1.99 | 1.87 | Japanese Yen | 111.5938
932 | N61056-KB | KOBI SHO RANGE-6084 | N61056 | COMFLEACT OKINAWA JA | NAVACT | 96239 | Japan | Not Applicable | Okinawa Island |  | 1.99 | 1.87 | Japanese Yen | 111.5938
935 | N61056-SS | SEKIBI SHO RANGE-6085 | N61056 | COMFLEACT OKINAWA JA | NAVACT | 96235 | Japan | Not Applicable | Okinawa Island |  | 1.99 | 1.87 | Japanese Yen | 111.5938
936 | N61056-OK | OKIDAITO JIMA RNG-6088 | N61056 | COMFLEACT OKINAWA JA | NAVACT | 96239 | Japan | Not Applicable | Okinawa Island |  | 1.99 | 1.87 | Japanese Yen | 111.5938
937 | N61056-AW | AWASE | N61056 | COMFLEACT OKINAWA JA | NAVACT | 96239 | Japan | Not Applicable | Kadena Air Base Okinawa |  | 1.99 | 1.87 | Japanese Yen | 111.5938
939 | N61056-RB | KIN RED BEACH TRN-6019 | N61056 | COMFLEACT OKINAWA JA | NAVACT | 98776 | Japan | Not Applicable | Onna Okinawa |  | 1.99 | 1.87 | Japanese Yen | 111.5938
1128 | M67400-0013 | KIN BLUE BEACH - 6020 | M67400 | MCB CAMP S D BUTLER OKINAWA JA | MCACT | LOCAL DIRECTIONS KIN BLUE | Japan | Not Applicable | Onna Okinawa |  | 1.99 | 1.87 | Japanese Yen | 111.5938
1129 | M67400-0014 | CAMP LESTER - 6043 | M67400 | MCB CAMP S D BUTLER OKINAWA JA | MCACT | CHICAGO | Japan | Not Applicable | Chatan Okinawa |  | 1.99 | 1.87 | Japanese Yen | 111.5938
1130 | M67400-0015 | KIN RED BEACH - 6019 | M67400 | MCB CAMP S D BUTLER OKINAWA JA | MCACT | OKINAWA KUNIGAMIGUN KIN TOWN | Japan | Not Applicable | Onna Okinawa |  | 1.99 | 1.87 | Japanese Yen | 111.5938
1332 | N61056-CS | CAMP SHIELDS-6032 | N61056 | COMFLEACT OKINAWA JA | NAVACT | 98776 | Japan | Not Applicable | Camp Shields-Okinawa |  | 1.99 | 1.87 | Japanese Yen | 111.5938
1505 | CABT0001 | CAMP COURTNEY FAMILY HOUSING ANNEX SITE # 1 | LXEZ | KADENA AIR BASE | AFACT | CAMP COURTNEY | Japan | Not Applicable | Camp Courtney Okinawa N |  | 1.99 | 1.87 | Japanese Yen | 111.5938
1506 | CACD0001 | CAMP MCTUREOUS FAMILY HOUSING ANNEX SITE # 1 | LXEZ | KADENA AIR BASE | AFACT | CAMP MCTUREOUS | Japan | Not Applicable | Camp Courtney Okinawa N |  | 1.99 | 1.87 | Japanese Yen | 111.5938
1627 | ETDL0001 | CAMP KUWAE FAMILY HOUSING ANNEX SITE # 1 | LXEZ | KADENA AIR BASE | AFACT | CAMP LESTER | Japan | Not Applicable | Chatan Okinawa |  | 1.99 | 1.87 | Japanese Yen | 111.5938
1631 | EUPR0001 | CAMP SHIELDS FAMILY HOUSING ANNEX SITE # 1 | LXEZ | KADENA AIR BASE | AFACT | O'DONNELL | Japan | Not Applicable | Camp Shields-Okinawa |  | 1.99 | 1.87 | Japanese Yen | 111.5938
1635 | EVKP0001 | CAMP FOSTER FAMILY HOUSING ANX SITE # 1 | LXEZ | KADENA AIR BASE | AFACT | KISHOBA TOWERS | Japan | Not Applicable | Camp Foster Okinawa |  | 1.99 | 1.87 | Japanese Yen | 111.5938
2378 | LNXZ0001 | IDESUNA JIMA AIR RANGE SITE # 1 | LXEZ | KADENA AIR BASE | AFACT | IDESUNA JIMA AIR RANGE | Japan | Not Applicable | Okinawa Island |  | 1.99 | 1.87 | Japanese Yen | 111.5938
2405 | LXEZ0001 | KADENA AIR BASE SITE # 1 | LXEZ | KADENA AIR BASE | AFACT | DOUGLAS | Japan | Not Applicable | Kadena Air Base Okinawa |  | 1.99 | 1.87 | Japanese Yen | 111.5938
2406 | LXFB0001 | KADENA AMMO STORAGE ANNEX SITE # 1 | LXEZ | KADENA AIR BASE | AFACT | RTE 74 | Japan | Not Applicable | Kadena Air Base Okinawa |  | 1.99 | 1.87 | Japanese Yen | 111.5938
2453 | MLSE0001 | KUME JIMA RANGE SITE # 1 | LXEZ | KADENA AIR BASE | AFACT | BOMBING RANGE | Japan | Not Applicable | Okinawa Island |  | 1.99 | 1.87 | Japanese Yen | 111.5938
2523 | NYJS0001 | CAMP KINSER | LXEZ | KADENA AIR BASE | AFACT | DEPOT | Japan | Not Applicable | Makiminato Okinawa |  | 1.99 | 1.87 | Japanese Yen | 111.5938
3049 | REPL0001 | NAHA PORT ADMINISTRATION ANNEX SITE # 1 | LXEZ | KADENA AIR BASE | AFACT | NAHA | Japan | Not Applicable | Naha Okinawa |  | 1.99 | 1.87 | Japanese Yen | 111.5938
3111 | SHHR0001 | OKUMA RECREATION ANX SITE # 1 | LXEZ | KADENA AIR BASE | AFACT | OKUMA RECREATION | Japan | Not Applicable | Okuma Okinawa |  | 1.99 | 1.87 | Japanese Yen | 111.5938
3228 | UPSV0001 | TORI SHIMA AIR RANGE SITE # 1 | LXEZ | KADENA AIR BASE | AFACT | W-176 RANGE | Japan | Not Applicable | Okinawa Island |  | 1.99 | 1.87 | Japanese Yen | 111.5938
3535 | ZLCL0001 | YAEDAKE COMMUNICATIONS ANNEX SITE # 1 | LXEZ | KADENA AIR BASE | AFACT | HWY 72 | Japan | Not Applicable | Okinawa Island |  | 1.99 | 1.87 | Japanese Yen | 111.5938
5199 | JA974 | GESAJI COMM SITE | JA210 | CAMP ZAMA | ARACT | Gesaji, Higashi-son, Okinawa-ken | Japan | Not Applicable | Unknown |  | 1.99 | 1.87 | Japanese Yen | 111.5938
5676 | JA335 | WHITE BEACH AREA | JA210 | CAMP ZAMA | ARACT | Heshikiya, Katsuuren, Uruma, Okinawa-ken | Japan | Not Applicable | Unknown |  | 1.99 | 1.87 | Japanese Yen | 111.5938
7581 | JA020 | TORII COMMUNICATION STATION | JA210 | CAMP ZAMA | ARACT | Sobe, Yomitan-son, Okinawa-ken | Japan | Not Applicable | Unknown |  | 1.99 | 1.87 | Japanese Yen | 111.5938
9458 | M67400-0027 | TORI SHIMA | M67400 | MCB CAMP S D BUTLER OKINAWA JA | MCACT | LOCAL DIRECTIONS - TORI SHIMA | Japan | Not Applicable | Naha Okinawa |  | 1.99 | 1.87 | Japanese Yen | 111.5938
190011 | LXEZ0002 | NAHA AIR BASE POST OFFICE | LXEZ | KADENA AIR BASE | AFACT |  | Japan | Not Applicable | Naha Okinawa |  | 1.99 | 1.87 | Japanese Yen | 111.5938
88 | M67400-0001 | MCB CAMP BUTLER (JA) CAMP FOSTER-6044 | M67400 | MCB CAMP S D BUTLER OKINAWA JA | MCACT | PATTON | Japan | Not Applicable | Zukeran |  | 2.01 | 1.89 | Japanese Yen | 111.5938
93 | M67400-0006 | CAMP COURTNEY-6029 | M67400 | MCB CAMP S D BUTLER OKINAWA JA | MCACT | BRUNHOFEER | Japan | Not Applicable | Tengan |  | 2.01 | 1.89 | Japanese Yen | 111.5938
97 | M67400-0010 | ASP 2-6022 | M67400 | MCB CAMP S D BUTLER OKINAWA JA | MCACT | HIGHWAY 329 URUMA CITY | Japan | Not Applicable | Koza |  | 2.01 | 1.89 | Japanese Yen | 111.5938
252 | N61058 | COMFLEACT SASEBO JA | N61058 | COMFLEACT SASEBO JA | NAVACT | 963221100 | Japan | Not Applicable | Sasebo |  | 2.01 | 1.89 | Japanese Yen | 111.5938
309 | N61058-HS | HARIO SHIMA AMMO-5050 | N61058 | COMFLEACT SASEBO JA | NAVACT | 98783 | Japan | Not Applicable | Sasebo |  | 2.01 | 1.89 | Japanese Yen | 111.5938
310 | N61058-ME | MAEBATA-5033 | N61058 | COMFLEACT SASEBO JA | NAVACT | 98766 | Japan | Not Applicable | Sasebo |  | 2.01 | 1.89 | Japanese Yen | 111.5938
311 | N61058-YS | YOKOSE POL DEP-5039 | N61058 | COMFLEACT SASEBO JA | NAVACT | 98766 | Japan | Not Applicable | Sasebo |  | 2.01 | 1.89 | Japanese Yen | 111.5938
312 | N61058-DD | DRYDOCK AREA-5030 | N61058 | COMFLEACT SASEBO JA | NAVACT | 98766 | Japan | Not Applicable | Sasebo |  | 2.01 | 1.89 | Japanese Yen | 111.5938
313 | N61058-AK | AKASAKI POL DEP-5032 | N61058 | COMFLEACT SASEBO JA | NAVACT | 96766 | Japan | Not Applicable | Sasebo |  | 2.01 | 1.89 | Japanese Yen | 111.5938
314 | N61058-SK | SAKIBE - 5118 | N61058 | COMFLEACT SASEBO JA | NAVACT | 98766 | Japan | Not Applicable | Sasebo |  | 2.01 | 1.89 | Japanese Yen | 111.5938
315 | N61058-HH | HARIO HSG AREA-5119 | N61058 | COMFLEACT SASEBO JA | NAVACT | 98783 | Japan | Not Applicable | Sasebo |  | 2.01 | 1.89 | Japanese Yen | 111.5938
582 | N61054-IK | IKEGO HSG AREA-3087 | N61054 | COMFLEACT YOKOSUKA JA | NAVACT | 98761 | Japan | Not Applicable | Ikego |  | 2.01 | 1.89 | Japanese Yen | 111.5938
585 | N61054-TR | TSURUMI POL DEP-3144 | N61054 | COMFLEACT YOKOSUKA JA | NAVACT | 96760 | Japan | Not Applicable | Yokohama |  | 2.01 | 1.89 | Japanese Yen | 111.5938
586 | N61054-KO | KOSHIBA POL DEP-3113 | N61054 | COMFLEACT YOKOSUKA JA | NAVACT | 98760 | Japan | Not Applicable | Yokohama |  | 2.01 | 1.89 | Japanese Yen | 111.5938
587 | N61054-ND | YOKOHAMA NO DOCK-3067 | N61054 | COMFLEACT YOKOSUKA JA | NAVACT | 98760 | Japan | Not Applicable | Yokohama |  | 2.01 | 1.89 | Japanese Yen | 111.5938
588 | N61054-NG | NEGISHI DH AREA-3066 | N61054 | COMFLEACT YOKOSUKA JA | NAVACT | 98761 | Japan | Not Applicable | Yokohama |  | 2.01 | 1.89 | Japanese Yen | 111.5938
590 | N61054-YB | YOKOTA AIR BASE-3013 | N61054 | COMFLEACT YOKOSUKA JA | NAVACT | 96328 | Japan | Not Applicable | Yokota AFB |  | 2.01 | 1.89 | Japanese Yen | 111.5938
926 | N61057-IJ | IWO JIMA-3181 | N61057 | NAF ATSUGI JA | NAVACT | 98781 | Japan | Not Applicable | Iwo Jima |  | 2.01 | 1.89 | Japanese Yen | 111.5938
927 | N61057-KS | KAMI SEYA-3096 | N61057 | NAF ATSUGI JA | NAVACT | 98768 | Japan | Not Applicable | Kami Seya |  | 2.01 | 1.89 | Japanese Yen | 111.5938
928 | N61057-TO | TOTSUKA-NCTS-3097 | N61057 | NAF ATSUGI JA | NAVACT | 98767 | Japan | Not Applicable | Totsuka |  | 2.01 | 1.89 | Japanese Yen | 111.5938
931 | N61060-HA | HACHINOHE POL DEP-2006 | N61060 | NAF MISAWA JA | NAVACT | 96519 | Japan | Not Applicable | Hachinohe |  | 2.01 | 1.89 | Japanese Yen | 111.5938
933 | N61056-TP | TENGAN PIER-6028 | N61056 | COMFLEACT OKINAWA JA | NAVACT | 98776 | Japan | Not Applicable | Tengan |  | 2.01 | 1.89 | Japanese Yen | 111.5938
938 | N61056-WB | WHITE BEACH | N61056 | COMFLEACT OKINAWA JA | NAVACT | 98776 | Japan | Not Applicable | White Beach Nav Inst |  | 2.01 | 1.89 | Japanese Yen | 111.5938
1131 | M67400-0016 | TSUKEN TRAINING AREA - 6082 | M67400 | MCB CAMP S D BUTLER OKINAWA JA | MCACT | BRUNHOFEER | Japan | Not Applicable | White Beach Nav Inst |  | 2.01 | 1.89 | Japanese Yen | 111.5938
1133 | M67400-0018 | FUJI NUMAZU JAPAN - 3154 | M67400 | MCB CAMP S D BUTLER OKINAWA JA | MCACT | IMAZAWA | Japan | Not Applicable | Numazu |  | 2.01 | 1.89 | Japanese Yen | 111.5938
1135 | M67400-0020 | CAMP MCTUREOUS - 6031 | M67400 | MCB CAMP S D BUTLER OKINAWA JA | MCACT | BRUNHOFEER | Japan | Not Applicable | Tengan |  | 2.01 | 1.89 | Japanese Yen | 111.5938
1144 | N61058-IO | IORIZAKI POL DEP-5036 | N61058 | COMFLEACT SASEBO JA | NAVACT | 98766 | Japan | Not Applicable | Sasebo |  | 2.01 | 1.89 | Japanese Yen | 111.5938
1334 | N61057-KR | KISARAZU-JGSDF-3033 | N61057 | NAF ATSUGI JA | NAVACT | 98767 | Japan | Not Applicable | Kisarazu |  | 2.01 | 1.89 | Japanese Yen | 111.5938
1586 | DSCV0001 | CHITOSE ADMINISTRATION ANNEX SITE # 1 | ZNRE | YOKOTA AB | AFACT | 374 CE/CERR | Japan | Not Applicable | Chitose |  | 2.01 | 1.89 | Japanese Yen | 111.5938
1634 | EVKG0001 | CAMP ZAMA COMMUNICATIONS STATION SITE # 1 | ZNRE | YOKOTA AB | AFACT | 374 CS/CSSM | Japan | Not Applicable | Zama |  | 2.01 | 1.89 | Japanese Yen | 111.5938
2381 | LQZN0001 | ITAZUKE AUXILIARY AIRFIELD SITE # 1 | ZNRE | YOKOTA AB | AFACT | 730 AIR SQ | Japan | Not Applicable | Fukuoka |  | 2.01 | 1.89 | Japanese Yen | 111.5938
2404 | LXEX0001 | WHITE BEACH, NEXRAD SITE SITE # 1 | LXEZ | KADENA AIR BASE | AFACT | SOUTH 8 | Japan | Not Applicable | White Beach Nav Inst |  | 2.01 | 1.89 | Japanese Yen | 111.5938
3012 | QNMU0001 | MOMOTE ANNEX SITE # 1 | ZNRE | YOKOTA AB | AFACT | AFN | Japan | Not Applicable | Unknown |  | 2.01 | 1.89 | Japanese Yen | 111.5938
3052 | RGQN0001 | NARITA AIR TERMINAL SITE # 1 | ZNRE | YOKOTA AB | AFACT | DET PACAF POST SQ | Japan | Not Applicable | Narita Air Port |  | 2.01 | 1.89 | Japanese Yen | 111.5938
3131 | SQDW0001 | OWADA COMMUNICATIONS STATION SITE # 1 | ZNRE | YOKOTA AB | AFACT | 374 CS | Japan | Not Applicable | Owada |  | 2.01 | 1.89 | Japanese Yen | 111.5938
3231 | UQGF0001 | SAGAMI COMMUNICATIONS STATION SITE # 1 | ZNRE | YOKOTA AB | AFACT | 374 CE/CERR | Japan | Not Applicable | Sagami |  | 2.01 | 1.89 | Japanese Yen | 111.5938
3245 | UYRD0001 | SASEBO ANX SITE # 1 | ZNRE | YOKOTA AB | AFACT | 374CS &AFN | Japan | Not Applicable | Sasebo |  | 2.01 | 1.89 | Japanese Yen | 111.5938
3260 | VGDM0001 | SEBURIYAMA RADIO RELAY SITE SITE # 1 | ZNRE | YOKOTA AB | AFACT | 374 CE/CERR | Japan | Not Applicable | Fukuoka |  | 2.01 | 1.89 | Japanese Yen | 111.5938
3335 | WRFD0001 | TAMA SERVICE ANNEX SITE # 1 | ZNRE | YOKOTA AB | AFACT | 374 SERVICES | Japan | Not Applicable | Tana |  | 2.01 | 1.89 | Japanese Yen | 111.5938
3344 | WYHL0001 | TOKOROZAWA TRANSMITTER SITE SITE # 1 | ZNRE | YOKOTA AB | AFACT | 374 CS | Japan | Not Applicable | Tokorosana |  | 2.01 | 1.89 | Japanese Yen | 111.5938
3362 | XGVQ0001 | TSUSHIMA COMMUNICATION STATION SITE # 1 | ZNRE | YOKOTA AB | AFACT | 374 CE/CERR | Japan | Not Applicable | Tsushima |  | 2.01 | 1.89 | Japanese Yen | 111.5938
3539 | ZNML0001 | YOKOSE COMMUNICATION STATION SITE # 1 | ZNRE | YOKOTA AB | AFACT | 374 CE/CERR | Japan | Not Applicable | Sasebo |  | 2.01 | 1.89 | Japanese Yen | 111.5938
3541 | ZNRE0001 | YOKOTA AB SITE # 1 | ZNRE | YOKOTA AB | AFACT | FRIENDSHIP | Japan | Not Applicable | Yokota AFB |  | 2.01 | 1.89 | Japanese Yen | 111.5938
3545 | ZQUG0001 | YUKI RADIO RELAY SITE SITE # 1 | ZNRE | YOKOTA AB | AFACT | 374 CE/CERR | Japan | Not Applicable | Tachikawa AFB |  | 2.01 | 1.89 | Japanese Yen | 111.5938
3728 | JA045 | AKIZUKI AMMUNITION DEPOT | JA210 | CAMP ZAMA | ARACT | Etajima-shi, Hiroshima-ken | Japan | Not Applicable | Akizuki |  | 2.01 | 1.89 | Japanese Yen | 111.5938
4298 | JA210 | CAMP ZAMA | JA210 | CAMP ZAMA | ARACT | Sagamihara-shi, Kanagawa-ken | Japan | Not Applicable | Sagamihara |  | 2.01 | 1.89 | Japanese Yen | 111.5938
5454 | JA971 | HIRO AMMUNITION DEPOT | JA210 | CAMP ZAMA | ARACT | Hiro, Kure-shi, Hiroshima-ken | Japan | Not Applicable | Kure |  | 2.01 | 1.89 | Japanese Yen | 111.5938
5702 | JA090 | KAWAKAMI AMMUNITION DEPOT | JA210 | CAMP ZAMA | ARACT | Nihonmatsu, Higashi-Hiroshimashi, Hiroshima-ken | Japan | Not Applicable | Higashi-Hiroshima |  | 2.01 | 1.89 | Japanese Yen | 111.5938
5767 | JA615 | KURE PIER 6 | JA210 | CAMP ZAMA | ARACT | Kure-shi, Hiroshima-ken | Japan | Not Applicable | Kure |  | 2.01 | 1.89 | Japanese Yen | 111.5938
6349 | JA680 | NAHA PORT | JA210 | CAMP ZAMA | ARACT | Kakinohana-cho, Naha-shi, Okinawa-ken | Japan | Not Applicable | Unknown |  | 2.01 | 1.89 | Japanese Yen | 111.5938
6838 | JA665 | POL FACILITIES | JA210 | CAMP ZAMA | ARACT | Uruma and Chatan-City | Japan | Not Applicable | Unknown |  | 2.01 | 1.89 | Japanese Yen | 111.5938
7114 | JA705 | SAGAMI GENERAL DEPOT | JA210 | CAMP ZAMA | ARACT | Sagamihara-shi, Kanagawa-ken | Japan | Not Applicable | Sagamihara |  | 2.01 | 1.89 | Japanese Yen | 111.5938
7115 | JA435 | SAGAMIHARA FAMILY HOUSING AREA | JA210 | CAMP ZAMA | ARACT | Sagamihara-shi, Kanagawa-ken | Japan | Not Applicable | Sagamihara |  | 2.01 | 1.89 | Japanese Yen | 111.5938
7251 | JA975 | SHARIKI COMMUNICATION SITE | JA210 | CAMP ZAMA | ARACT | Toyotomi-cho, Tsugaru-shi, Aomori-ken | Japan | Not Applicable | Zama |  | 2.01 | 1.89 | Japanese Yen | 111.5938
7990 | JA915 | YOKOHAMA NORTH DOCK | JA210 | CAMP ZAMA | ARACT | Mizuho-cho, Yokohama-shi, Kanagawa-ken | Japan | Not Applicable | Yokohama |  | 2.01 | 1.89 | Japanese Yen | 111.5938
9457 | M67400-0026 | ULIBARU | M67400 | MCB CAMP S D BUTLER OKINAWA JA | MCACT | KATSUREN-SON, NAKAGAMI-GUN URUMA CITY | Japan | Not Applicable | White Beach Nav Inst |  | 2.01 | 1.89 | Japanese Yen | 111.5938
191448 | JA599 | KYOGAMISAKI COMMUNICATION SITE | JA210 | CAMP ZAMA | ARACT |  | Japan | Not Applicable | Unknown |  | 2.01 | 1.89 | Japanese Yen | 111.5938
191561 | N61054-IB | IKEGO AREA B | N61054 | COMFLEACT YOKOSUKA JA | NAVACT |  | Japan | Not Applicable | Ikego |  | 2.01 | 1.89 | Japanese Yen | 111.5938
191562 | N61054-IC | IKEGO AREA C | N61054 | COMFLEACT YOKOSUKA JA | NAVACT |  | Japan | Not Applicable | Ikego |  | 2.01 | 1.89 | Japanese Yen | 111.5938
191563 | N61054-ID | IKEGO AREA D | N61054 | COMFLEACT YOKOSUKA JA | NAVACT |  | Japan | Not Applicable | Ikego |  | 2.01 | 1.89 | Japanese Yen | 111.5938
191566 | N61054-NN | NEGISHI NORTH | N61054 | COMFLEACT YOKOSUKA JA | NAVACT |  | Japan | Not Applicable | Yokohama |  | 2.01 | 1.89 | Japanese Yen | 111.5938
191567 | N61054-NB | NORTH DOCK 2 | N61054 | COMFLEACT YOKOSUKA JA | NAVACT |  | Japan | Not Applicable | Yokohama |  | 2.01 | 1.89 | Japanese Yen | 111.5938
191568 | N61054-NC | NORTH DOCK 3 | N61054 | COMFLEACT YOKOSUKA JA | NAVACT |  | Japan | Not Applicable | Yokohama |  | 2.01 | 1.89 | Japanese Yen | 111.5938
191569 | N61054-NE | NORTH DOCK 4 | N61054 | COMFLEACT YOKOSUKA JA | NAVACT |  | Japan | Not Applicable | Yokohama |  | 2.01 | 1.89 | Japanese Yen | 111.5938
47 | M62613-0001 | MCAS IWAKUNI (JA) MAIN BASE | M62613 | MCAS IWAKUNI JA | MCACT | 5TH | Japan | Not Applicable | Iwakuni |  | 2.06 | 1.94 | Japanese Yen | 111.5938
2382 | LRFN0001 | IWAKUNI COMMUNICATIONS STATION SITE # 1 | ZNRE | YOKOTA AB | AFACT | 374 CS/SCSM | Japan | Not Applicable | Iwakuni |  | 2.06 | 1.94 | Japanese Yen | 111.5938
190899 | M62613-0003 | 6.3 KM | M62613 | MCAS IWAKUNI JA | MCACT |  | Japan | Not Applicable | Iwakuni |  | 2.06 | 1.94 | Japanese Yen | 111.5938
190906 | M62613-0002 | ATADA OBSTR LIGHT | M62613 | MCAS IWAKUNI JA | MCACT |  | Japan | Not Applicable | Iwakuni |  | 2.06 | 1.94 | Japanese Yen | 111.5938
191821 | M62613-SF | SOFU COMM SITE | M62613 | MCAS IWAKUNI JA | MCACT |  | Japan | Not Applicable | Iwakuni |  | 2.06 | 1.94 | Japanese Yen | 111.5938
253 | N61060 | NAF MISAWA JA | N61060 | NAF MISAWA JA | NAVACT | 963195000 | Japan | Not Applicable | Misawa AFB |  | 2.08 | 1.96 | Japanese Yen | 111.5938
2818 | QCCD0001 | DRAUGHON TRAINING RANGE | QKKA | MISAWA AIR BASE | AFACT | DRAUGHON | Japan | Not Applicable | Misawa AFB |  | 2.08 | 1.96 | Japanese Yen | 111.5938
3005 | QKKA0001 | MISAWA AIR BASE | QKKA | MISAWA AIR BASE | AFACT | FREEDOM | Japan | Not Applicable | Misawa AFB |  | 2.08 | 1.96 | Japanese Yen | 111.5938
2399 | LVPH0001 | JOHNSTON ATOLL AIRFIELD SITE # 1 | KNMD | HICKAM AFB | AFACT | DAVIS | Johnston Atoll | Not Applicable | Johnston Atoll |  | 2.63 | 2.39 | Dollar | 1
1243 | N63005-KE | KENYA | N63005 | NAVSUPPACT BAHRAIN | NAVACT | 098342800 | Kenya | Not Applicable | Mombasa |  | 1.78 | 1.6 | Kenyan shilling | 102.6
|  | KOSOVO (ALL LOCATIONS) |  |  |  |  | Kosovo | Not Applicable | Unknown |  | 1.09 | 0.98 | Euro | 0.8582
294 | N63005-KU | KUWAIT NAVAL BASE | N63005 | NAVSUPPACT BAHRAIN | NAVACT | 098342800 | Kuwait | Not Applicable | Kuwait |  | 1.08 | 0.97 | Kuwaiti Dinar | 0.30147
170457 | KU108 | CAMP ARIFJAN | 83496 |  | ARACT |  | Kuwait | Not Applicable | Kuwait |  | 1.08 | 0.97 | Kuwaiti Dinar | 0.30147
|  | LATVIA (ALL LOCATIONS) |  |  |  |  | Latvia | Not Applicable | Unknown |  | 1.01 | 0.92 | Euro | 0.8582
|  | LITHUANIA (ALL LOCATIONS) |  |  |  |  | Lithuania | Not Applicable | Unknown |  | 1.01 | 0.93 | Euro | 0.8582
7655 | NQ100 | US ARMY KWAJALEIN ATOLL | NQ100 | US ARMY KWAJALEIN ATOLL | ARACT |  | Marshall Islands | Not Applicable | Kwajalein Atoll |  | 2.63 | 2.39 | Dollar | 1
188964 | RM509 | ROI-NAMUR ISLAND | NQ100 | US ARMY KWAJALEIN ATOLL | ARACT |  | Marshall Islands | Not Applicable | Kwajalein Atoll |  | 2.63 | 2.39 | Dollar | 1
188965 | RM039 | ENNUGARRET ISLAND | NQ100 | US ARMY KWAJALEIN ATOLL | ARACT |  | Marshall Islands | Not Applicable | Kwajalein Atoll |  | 2.63 | 2.39 | Dollar | 1
188966 | RM186 | ENNYLABEGAN ISLAND | NQ100 | US ARMY KWAJALEIN ATOLL | ARACT |  | Marshall Islands | Not Applicable | Kwajalein Atoll |  | 2.63 | 2.39 | Dollar | 1
188970 | RM538 | MECK ISLAND | NQ100 | US ARMY KWAJALEIN ATOLL | ARACT |  | Marshall Islands | Not Applicable | Kwajalein Atoll |  | 2.63 | 2.39 | Dollar | 1
188974 | RM271 | ENIWETAK ISLAND | NQ100 | US ARMY KWAJALEIN ATOLL | ARACT |  | Marshall Islands | Not Applicable | Kwajalein Atoll |  | 2.63 | 2.39 | Dollar | 1
188975 | RM716 | GAGAN ISLAND | NQ100 | US ARMY KWAJALEIN ATOLL | ARACT |  | Marshall Islands | Not Applicable | Kwajalein Atoll |  | 2.63 | 2.39 | Dollar | 1
188976 | RM105 | GELLINAM ISLAND | NQ100 | US ARMY KWAJALEIN ATOLL | ARACT |  | Marshall Islands | Not Applicable | Kwajalein Atoll |  | 2.63 | 2.39 | Dollar | 1
188977 | RM549 | ILLEGINNI ISLAND | NQ100 | US ARMY KWAJALEIN ATOLL | ARACT |  | Marshall Islands | Not Applicable | Kwajalein Atoll |  | 2.63 | 2.39 | Dollar | 1
188978 | RM980 | LEGAN ISLAND | NQ100 | US ARMY KWAJALEIN ATOLL | ARACT |  | Marshall Islands | Not Applicable | Kwajalein Atoll |  | 2.63 | 2.39 | Dollar | 1
188979 | RM315 | OMELEK ISLAND | NQ100 | US ARMY KWAJALEIN ATOLL | ARACT |  | Marshall Islands | Not Applicable | Kwajalein Atoll |  | 2.63 | 2.39 | Dollar | 1
3253 | VBZR0001 | SCHIPHOL AIRPORT ADMINISTRATION OFFICE SITE # 1 | VYHK | SPANGDAHLEM | AFACT | VRAACHGEBUW 1, ROOM 66 | Netherlands | Not Applicable | Sciphol |  | 1.29 | 1.19 | Euro | 0.8582
3397 | YASF0001 | VOLKEL AIR BASE SITE # 1 | VYHK | SPANGDAHLEM | AFACT | RONDWEG N | Netherlands | Not Applicable | Volkel |  | 1.29 | 1.19 | Euro | 0.8582
4481 | NL129 | COEVORDEN | NLAF0 | US ARMY GARRISON SCHINNEN | ARACT |  | Netherlands | Not Applicable | Coevorden |  | 1.29 | 1.19 | Euro | 0.8582
5422 | NL368 | HENDRIK MINE | BENS0 | US ARMY GARRISON BENELUX | ARACT |  | Netherlands | Not Applicable | Brunssum |  | 1.29 | 1.19 | Euro | 0.8582
7074 | NL744 | ROTTERDAM | NLAF0 | US ARMY GARRISON SCHINNEN | ARACT |  | Netherlands | Not Applicable | Rotterdam |  | 1.29 | 1.19 | Euro | 0.8582
7075 | NL743 | ROTTERDAM ADMIN FACILITY | NLAF0 | US ARMY GARRISON SCHINNEN | ARACT |  | Netherlands | Not Applicable | Rotterdam |  | 1.29 | 1.19 | Euro | 0.8582
7187 | NL749 | SCHINNEN | BENS0 | US ARMY GARRISON BENELUX | ARACT |  | Netherlands | Not Applicable | Schinnen |  | 1.29 | 1.19 | Euro | 0.8582
7188 | NL748 | SCHINNEN EMMA MINE | BENS0 | US ARMY GARRISON BENELUX | ARACT |  | Netherlands | Not Applicable | Schinnen |  | 1.29 | 1.19 | Euro | 0.8582
190907 | NL843 | BRUNSSUM SUPPORT SITE | BENS0 | US ARMY GARRISON BENELUX | ARACT |  | Netherlands | Not Applicable | Brunssum |  | 1.29 | 1.19 | Euro | 0.8582
664 | N61755-FD | FARRALLON DE MEDINILLA | N61755 | NAVBASE GUAM | NAVACT |  | Northern Mariana Islands | Not Applicable | Saipan, Mariana Isl |  | 2.68 | 2.5 | Dollar | 1
670 | N61755-SA | SAIPAN | N61755 | NAVBASE GUAM | NAVACT |  | Northern Mariana Islands | Not Applicable | Saipan, Mariana Isl |  | 2.68 | 2.5 | Dollar | 1
672 | N61755-TI | TINIAN | N61755 | NAVBASE GUAM | NAVACT |  | Northern Mariana Islands | Not Applicable | Tinian, Mariana Isl |  | 2.68 | 2.5 | Dollar | 1
7120 | CQ012 | SAIPAN | GQ010 | 9TH RRC - HAWAII | ARRES |  | Northern Mariana Islands | Not Applicable | Unknown |  | 2.68 | 2.5 | Dollar | 1
190776 | 822103 | LADERA COMMERCIAL CENTER SAIPAN | 82387 | JOINT RECRUITING PROGRAM | USACE |  | Northern Mariana Islands | Not Applicable | Saipan, Mariana Isl |  | 2.68 | 2.5 | Dollar | 1
191076 | N61755-MP | AMERICAN MEMORIAL PARK | N61755 | NAVBASE GUAM | NAVACT |  | Northern Mariana Islands | Not Applicable | Saipan, Mariana Isl |  | 2.68 | 2.5 | Dollar | 1
3137 | SVAN0001 | STAVANGER ADMIN OFFICE SITE # 1 | AEDY | RAF ALCONBURY | AFACT | GRNL | Norway | Not Applicable | Stavanger |  | 1.2 | 1.13 | Norwegian Kroner | 7.9476
3316 | WFQU0001 | STAVANGER FAMILY HOUSING SITE SITE # 1 | AEDY | RAF ALCONBURY | AFACT | JOAVEGEN 4097 SOLA | Norway | Not Applicable | Stavanger |  | 1.2 | 1.13 | Norwegian Kroner | 7.9476
286 | N63005-MI | MASIRAH ISLAND | N63005 | NAVSUPPACT BAHRAIN | NAVACT | 098342800 | Oman | Not Applicable | Sur Masirah |  | 1.1 | 1.03 | Omani Rial | 0.38622
2772 | PKVV0001 | MASIRAH ISLAND MPT SITE # 1 | VLSB | SHAW AIR FORCE BASE | AFACT | UNKNOWN (PKVV) | Oman | Not Applicable | Unknown |  | 1.1 | 1.03 | Omani Rial | 0.38622
2828 | QEPQ0001 | THUMRAIT MPT SITE # 1 | VLSB | SHAW AIR FORCE BASE | AFACT | UNKNOWN (QEPQ) | Oman | Not Applicable | Unknown |  | 1.1 | 1.03 | Omani Rial | 0.38622
3261 | VGHV0001 | SEEB MPT SITE 1 | VLSB | SHAW AIR FORCE BASE | AFACT |  | Oman | Not Applicable | Unknown |  | 1.1 | 1.03 | Omani Rial | 0.38622
151 | N44852 | NAVMEDRSCHU SIX LIMA PE | N44852 | NAVMEDRSCHCEN DET LIMA PERU | NAVACT | VENEZUELA AVE. BLOCK 36 | Peru | Not Applicable | Lima |  | 0.94 | 0.85 | Peruvian Nuevo Sol | 3.2185
188437 | N44852-IQ | IQUITOS SITE | N44852 | NAVMEDRSCHCEN DET LIMA PERU | NAVACT |  | Peru | Not Applicable | Iquitos |  | 0.94 | 0.85 | Peruvian Nuevo Sol | 3.2185
|  | PHILIPPINES (ALL LOCATIONS) |  |  |  |  | Philippines | Not Applicable | Unknown |  | 1.57 | 1.44 | Philippine Peso | 51.087
191101 | N62592 | NAVSUPPFAC POLAND | N62592 | NAVSUPPFAC POLAND | NAVACT |  | Poland | Not Applicable | Unknown |  | 1.09 | 1.01 | Polish Zloty | 3.6649
|  | POLAND (ALL LOCATIONS) |  |  |  |  | Poland | Not Applicable | Unknown |  | 1.09 | 1.01 | Polish Zloty | 3.6649
975 | N62863-LP | JFC LISBON | N62863 | NAVSTA ROTA SP | NAVACT | ESTRADA DA DA MEDROSA, OEIRAS | Portugal | Not Applicable | Lisbon |  | 1.14 | 1.06 | Euro | 0.8582
1354 | ACRP0001 | AGUALVA MUNITIONS STORAGE ANNEX SITE # 1 | MQNA | LAJES FIELD | AFACT | ALGAR DO CARVAO | Portugal | Not Applicable | Lajes |  | 1.39 | 1.29 | Euro | 0.8582
1429 | AVWS0001 | SANTA BARBARA NEXRAD WEATHER SITE SITE # 1 | MQNA | LAJES FIELD | AFACT | SERRA SANTA BARBARA | Portugal | Not Applicable | Lajes |  | 1.39 | 1.29 | Euro | 0.8582
1537 | CVYZ0001 | CABRITO FUEL STORAGE ANNEX SITE # 1 | MQNA | LAJES FIELD | AFACT | ALGAR DO CARVAO | Portugal | Not Applicable | Lajes |  | 1.39 | 1.29 | Euro | 0.8582
1539 | CWVC0001 | CALDEIRA AMMUNITION STORAGE AREA SITE # 1 | MQNA | LAJES FIELD | AFACT | CALDEIRA DAS LAJES | Portugal | Not Applicable | Lajes |  | 1.39 | 1.29 | Euro | 0.8582
1540 | CWVD0001 | CALDEIRA COMMUNICATIONS FACILITY ANNEX SITE # 1 | MQNA | LAJES FIELD | AFACT | CALDEIRA DAS LAJES | Portugal | Not Applicable | Lajes |  | 1.39 | 1.29 | Euro | 0.8582
1541 | CWVE0001 | CALDEIRA VOR ANNEX SITE # 1 | MQNA | LAJES FIELD | AFACT | CALDEIRA DAS LAJES | Portugal | Not Applicable | Lajes |  | 1.39 | 1.29 | Euro | 0.8582
1542 | CWVF0001 | CALDEIRA RADIO BEACON ANNEX SITE # 1 | MQNA | LAJES FIELD | AFACT | CALDEIRA DAS LAJES | Portugal | Not Applicable | Lajes |  | 1.39 | 1.29 | Euro | 0.8582
1593 | DTYB0001 | CINCO PICOS GLOBECOM ANNEX SITE # 1 | MQNA | LAJES FIELD | AFACT | ACHADA | Portugal | Not Applicable | Lajes |  | 1.39 | 1.29 | Euro | 0.8582
1615 | EPXA0001 | COVADASCINZAS PETROLEUM PRODUCTS STG ANX SITE # 1 | MQNA | LAJES FIELD | AFACT | PICO CELEIRO | Portugal | Not Applicable | Lajes |  | 1.39 | 1.29 | Euro | 0.8582
1641 | EYNH0001 | CUME DA PRAIA TACAN ANNEX SITE # 1 | MQNA | LAJES FIELD | AFACT | SERRA CUME | Portugal | Not Applicable | Lajes |  | 1.39 | 1.29 | Euro | 0.8582
1642 | EYNJ0001 | CUME DA PRAIA RADIO RELAY ANNEX SITE # 1 | MQNA | LAJES FIELD | AFACT | SERRA CUME | Portugal | Not Applicable | Lajes |  | 1.39 | 1.29 | Euro | 0.8582
2082 | GWMD0001 | FONTINHAS WATER SYSTEM ANNEX SITE # 1 | MQNA | LAJES FIELD | AFACT | CANADA DAS FONTINHAS | Portugal | Not Applicable | Lajes |  | 1.39 | 1.29 | Euro | 0.8582
2463 | MQNA0001 | LAJES FIELD SITE # 1 | MQNA | LAJES FIELD | AFACT | POSTO UM | Portugal | Not Applicable | Lajes |  | 1.39 | 1.29 | Euro | 0.8582
2464 | MQNJ0001 | LAJES WATER SYSTEM ANNEX SITE # 1 | MQNA | LAJES FIELD | AFACT | CANADA DAS LAJES | Portugal | Not Applicable | Lajes |  | 1.39 | 1.29 | Euro | 0.8582
3182 | TPZW0001 | PORTELLA NOVA RADAR ANNEX SITE # 1 | MQNA | LAJES FIELD | AFACT | SANTA RITA, PRAIA 9760 ACORES | Portugal | Not Applicable | Lajes |  | 1.39 | 1.29 | Euro | 0.8582
3186 | TRZR0001 | PRAIA DA VICTORIA DOCK ANNEX SITE # 1 | MQNA | LAJES FIELD | AFACT | PORTO MILITAR | Portugal | Not Applicable | Lajes |  | 1.39 | 1.29 | Euro | 0.8582
3187 | TSAX0001 | PRAIA DA VICTORIA FUEL STORAGE ANNEX SITE # 1 | MQNA | LAJES FIELD | AFACT | ESTRADA MILITAR | Portugal | Not Applicable | Lajes |  | 1.39 | 1.29 | Euro | 0.8582
3244 | UXPZ0001 | SAN MIGUEL RADIO RELAY ANNEX SITE # 1 | MQNA | LAJES FIELD | AFACT | PICO VIGARIO | Portugal | Not Applicable | Lajes |  | 1.39 | 1.29 | Euro | 0.8582
3392 | XYNJ0001 | VILLA NOVA GLOBECOM ANNEX SITE # 1 | MQNA | LAJES FIELD | AFACT | CANADA DA VITORIA | Portugal | Not Applicable | Lajes |  | 1.39 | 1.29 | Euro | 0.8582
3393 | XYNQ0001 | VILLA NOVA WATER WELL NO 6 SITE # 1 | MQNA | LAJES FIELD | AFACT | CANADA DA VITORIA | Portugal | Not Applicable | Lajes |  | 1.39 | 1.29 | Euro | 0.8582
|  | AZORES (ALL LOCATIONS) |  |  |  |  | Portugal | Not Applicable | Unknown |  | 1.39 | 1.29 | Euro | 0.8582
4582 | RQ777 | CPT P.J. PARRA/PONCE | 01530 | 81ST RRC - ALABAMA | ARRES | 218 Brooks Street | Puerto Rico | Not Applicable | Ponce |  | 1.18 | 1.1 | Dollar | 1
6842 | RQA90 | PONCE READINESS CENTER | RQ0NG | PUERTO RICO NATIONAL GUARD | ARGUARD | State Road 2 Ponce By Pass | Puerto Rico | Not Applicable | Ponce |  | 1.18 | 1.1 | Dollar | 1
190777 | 823050 | EXPRESO 52 PONCE | 82387 | JOINT RECRUITING PROGRAM | USACE |  | Puerto Rico | Not Applicable | Ponce |  | 1.18 | 1.1 | Dollar | 1
247 | N40003 | NAVAL ACTIVITY PUERTO RICO | N40003 | NAVAL ACTIVITY PUERTO RICO | NAVACT | PUERTO RICO #3 | Puerto Rico | Not Applicable | Roosevelt, San Juan |  | 1.19 | 1.11 | Dollar | 1
341 | SBLS0001 | ISABELA PUERTO RICO | KYJM | HOMESTEAD AIR RESERVE BASE | ARGUARD |  | Puerto Rico | Not Applicable | Isabela |  | 1.19 | 1.11 | Dollar | 1
342 | N00207-BB | LF TRAN SITE AGUADA | N00207 | NAS JACKSONVILLE FL | NAVACT | TABLONAL | Puerto Rico | Not Applicable | Aguada |  | 1.19 | 1.11 | Dollar | 1
343 | SLRS0001 | SALINAS RECEIVER SITE | KYJM | HOMESTEAD AIR RESERVE BASE | ARGUARD |  | Puerto Rico | Not Applicable | Salinas |  | 1.19 | 1.11 | Dollar | 1
457 | N40003-BA | PINEROS ISLAND | N40003 | NAVAL ACTIVITY PUERTO RICO | NAVACT | 00917 | Puerto Rico | Not Applicable | Ceiba, Ceiba |  | 1.19 | 1.11 | Dollar | 1
458 | N40003-CA | CABEZA DE PERRO | N40003 | NAVAL ACTIVITY PUERTO RICO | NAVACT | 340513021 | Puerto Rico | Not Applicable | Ceiba, Ceiba |  | 1.19 | 1.11 | Dollar | 1
459 | N00207-DA | PICO DEL ESTE-AFWTF | N40003 | NAVAL ACTIVITY PUERTO RICO | NAVACT | 00742 | Puerto Rico | Not Applicable | Naguabo |  | 1.19 | 1.11 | Dollar | 1
466 | N00207-VM | MOUNT PIRATA | N00207 | NAS JACKSONVILLE FL | NAVACT |  | Puerto Rico | Not Applicable | Vieques |  | 1.19 | 1.11 | Dollar | 1
467 | N40003-VW | VIEQUES WEST | N40003 | NAVAL ACTIVITY PUERTO RICO | NAVACT | ROUTE 200 | Puerto Rico | Not Applicable | Vieques |  | 1.19 | 1.11 | Dollar | 1
981 | N00207-SS | NSGA SABANA SECA PR | N40003 | NAVAL ACTIVITY PUERTO RICO | NAVACT | ROUTE 866 | Puerto Rico | Not Applicable | Sabana Seca, Manati |  | 1.19 | 1.11 | Dollar | 1
982 | N00207-FA | FORT ALLEN PUERTO RICO | N00207 | NAS JACKSONVILLE FL | NAVACT | CARRETERA 149 | Puerto Rico | Not Applicable | Juana Diaz |  | 1.19 | 1.11 | Dollar | 1
983 | N00207-VW | VIEQUES WEST P RICO | N00207 | NAS JACKSONVILLE FL | NAVACT | COCONUT | Puerto Rico | Not Applicable | Vieques |  | 1.19 | 1.11 | Dollar | 1
2505 | NQNK0001 | LAJAS RADAR SITE (TARS #16) SITE # 1 | AAWZ | ACC AMIC | AFACT | ROAD 303 KM 6.0 | Puerto Rico | Not Applicable | Unknown |  | 1.19 | 1.11 | Dollar | 1
3170 | TKWR0001 | PUNTA BORINQUEN RADAR SITE SITE # 1 | TUMR | LUIS MUNOZ MARIN IAP | AFGUARD | 0 | Puerto Rico | Not Applicable | Aguadilla |  | 1.19 | 1.11 | Dollar | 1
3196 | TUMR0001 | LUIS MUNOZ MARIN IAP SITE # 1 | TUMR | LUIS MUNOZ MARIN IAP | AFGUARD | JOSE A TONY SANTANA | Puerto Rico | Not Applicable | Carolina |  | 1.19 | 1.11 | Dollar | 1
3198 | TVAD0001 | PUNTA SALINAS RADAR SITE SITE # 1 | TUMR | LUIS MUNOZ MARIN IAP | AFGUARD | CARR | Puerto Rico | Not Applicable | Toa Baja |  | 1.19 | 1.11 | Dollar | 1
3204 | TXYD0001 | RAMEY AF SOLAR OBSERVATORY RESEARCH SITE SITE # 1 | SXHT | PATRICK | AFACT | RAMEY SOLAR OBSVERATORY | Puerto Rico | Not Applicable | Aguadilla |  | 1.19 | 1.11 | Dollar | 1
3554 | RQ677 | 1LT P.LAVERGNE/BAYAMON | M67861 | MCRS WILMINGTON | ARRES |  | Puerto Rico | Not Applicable | Bayamon, Bayamon |  | 1.19 | 1.11 | Dollar | 1
3580 | RQ401 | FORT ALLEN USARC/PRANG | 01530 | 81ST RRC - ALABAMA | ARRES | Bldg 323 State Road 149, Kilometer 2 | Puerto Rico | Not Applicable | Unknown |  | 1.19 | 1.11 | Dollar | 1
3611 | RQ827 | PFC S.C. AVILES/SALINAS | 01530 | 81ST RRC - ALABAMA | ARRES | #1 Front Gulf Station | Puerto Rico | Not Applicable | Salinas |  | 1.19 | 1.11 | Dollar | 1
3723 | RQA05 | AGUADILLA READINESS CENTER | RQ0NG | PUERTO RICO NATIONAL GUARD | ARGUARD | Gun Road St | Puerto Rico | Not Applicable | Aguadilla |  | 1.19 | 1.11 | Dollar | 1
3725 | RQA10 | AIBONITO READINESS CENTER | RQ0NG | PUERTO RICO NATIONAL GUARD | ARGUARD | State Road# 162 | Puerto Rico | Not Applicable | Aibonito |  | 1.19 | 1.11 | Dollar | 1
3791 | RQ740 | AMSA #161 (G) | 01530 | 81ST RRC - ALABAMA | ARRES | 218 Brooks St | Puerto Rico | Not Applicable | Unknown |  | 1.19 | 1.11 | Dollar | 1
3834 | RQA15 | ARECIBO READINESS CENTER | RQ0NG | PUERTO RICO NATIONAL GUARD | ARGUARD | State Road # 129 | Puerto Rico | Not Applicable | Arecibo |  | 1.19 | 1.11 | Dollar | 1
3847 | RQB30 | ARMY AVIATION SUPPORT FACILITY | RQ0NG | PUERTO RICO NATIONAL GUARD | ARGUARD | (Need) | Puerto Rico | Not Applicable | San German |  | 1.19 | 1.11 | Dollar | 1
3853 | RQA18 | ARROYO READINESS CENTER | RQ0NG | PUERTO RICO NATIONAL GUARD | ARGUARD | State Road #3 | Puerto Rico | Not Applicable | Arroyo |  | 1.19 | 1.11 | Dollar | 1
4201 | RQA25 | CABO ROJO READINESS CENTER | RQ0NG | PUERTO RICO NATIONAL GUARD | ARGUARD | State Roads 100&308 | Puerto Rico | Not Applicable | Cabo Rojo |  | 1.19 | 1.11 | Dollar | 1
4204 | RQA30 | CAGUAS READINESS CENTER | RQ0NG | PUERTO RICO NATIONAL GUARD | ARGUARD | Muñoz Marin Avenue | Puerto Rico | Not Applicable | Caguas |  | 1.19 | 1.11 | Dollar | 1
4349 | RQA40 | CAYEY READINESS CENTER | RQ0NG | PUERTO RICO NATIONAL GUARD | ARGUARD | State Road # 1 | Puerto Rico | Not Applicable | Cayey |  | 1.19 | 1.11 | Dollar | 1
4360 | RQA43 | CEIBA READINESS CENTER | RQ0NG | PUERTO RICO NATIONAL GUARD | ARGUARD | State Road # 3 | Puerto Rico | Not Applicable | Ceiba, Ceiba |  | 1.19 | 1.11 | Dollar | 1
4476 | RQA50 | COAMO READINESS CENTER | RQ0NG | PUERTO RICO NATIONAL GUARD | ARGUARD | Muñoz Rivera Avenue | Puerto Rico | Not Applicable | Villalba |  | 1.19 | 1.11 | Dollar | 1
4574 | RQ627 | CPL J.G. ROSARIO/AQUADILLA | 01530 | 81ST RRC - ALABAMA | ARRES | 218 Brook Street Corporal Juan G Rosario USARC | Puerto Rico | Not Applicable | Aguadilla |  | 1.19 | 1.11 | Dollar | 1
4577 | RQ550 | CPT E.RUBIO JR./PUERTO NUEVO | 01530 | 81ST RRC - ALABAMA | ARRES | 218 Brooks Street | Puerto Rico | Not Applicable | Puerto Nuevo |  | 1.19 | 1.11 | Dollar | 1
5112 | RQ177 | FT ALLEN RQ 177 | RQ0NG | PUERTO RICO NATIONAL GUARD | ARGUARD | State Road #149 | Puerto Rico | Not Applicable | Juana Diaz |  | 1.19 | 1.11 | Dollar | 1
5306 | RQA55 | GUAYAMA READINESS CENTER | RQ0NG | PUERTO RICO NATIONAL GUARD | ARGUARD | Central Machete Road # 744 | Puerto Rico | Not Applicable | Guayama |  | 1.19 | 1.11 | Dollar | 1
5316 | RQA60 | GURABO READINESS CENTER | RQ0NG | PUERTO RICO NATIONAL GUARD | ARGUARD | State Road # 189 | Puerto Rico | Not Applicable | Gurabo |  | 1.19 | 1.11 | Dollar | 1
5499 | RQA65 | HUMACAO READINESS CENTER | RQ0NG | PUERTO RICO NATIONAL GUARD | ARGUARD | Miguel Casillas St # 26 | Puerto Rico | Not Applicable | Humacao |  | 1.19 | 1.11 | Dollar | 1
5670 | RQA78 | JUNCOS READINESS CENTER | RQ0NG | PUERTO RICO NATIONAL GUARD | ARGUARD | State Road # 31 | Puerto Rico | Not Applicable | Juncos |  | 1.19 | 1.11 | Dollar | 1
6116 | RQA80 | MAYAQUEZ READINESS CENTER | RQ0NG | PUERTO RICO NATIONAL GUARD | ARGUARD | Carolina Street | Puerto Rico | Not Applicable | Mayaguez |  | 1.19 | 1.11 | Dollar | 1
6301 | RQ727 | MSG D. CLAUDIO/CAGUAS | 01530 | 81ST RRC - ALABAMA | ARRES | 218 Brooks Street | Puerto Rico | Not Applicable | Caguas |  | 1.19 | 1.11 | Dollar | 1
6316 | RQ577 | MTA CAMP SANTIAGO RQ 577 | RQ577 | CAMP SANTIAGO | ARGUARD | State Road #1 | Puerto Rico | Not Applicable | Salinas |  | 1.19 | 1.11 | Dollar | 1
6751 | RQA85 | PEÑUELAS READINESS CENTER | RQ0NG | PUERTO RICO NATIONAL GUARD | ARGUARD | State Road # 385 | Puerto Rico | Not Applicable | Penuelas |  | 1.19 | 1.11 | Dollar | 1
6932 | RQ810 | RAMEY USARC/AQUADILLA | 01530 | 81ST RRC - ALABAMA | ARRES | 218 Brooks St | Puerto Rico | Not Applicable | Aguadilla |  | 1.19 | 1.11 | Dollar | 1
7063 | RQ74A | CIEBA RESERVE COMPLEX | 01530 | 81ST RRC - ALABAMA | ARRES | Roosevelt Roads Naval Station USARC | Puerto Rico | Not Applicable | Ceiba, Ceiba |  | 1.19 | 1.11 | Dollar | 1
7102 | RQA95 | SABANA GRANDE READINESS CENTER | RQ0NG | PUERTO RICO NATIONAL GUARD | ARGUARD | Quilinchini Ave. | Puerto Rico | Not Applicable | Sabana Grande |  | 1.19 | 1.11 | Dollar | 1
7148 | RQB05 | SAN GERMAN READINESS CENTER | RQ0NG | PUERTO RICO NATIONAL GUARD | ARGUARD | Interstate 360 / 362 | Puerto Rico | Not Applicable | San German |  | 1.19 | 1.11 | Dollar | 1
7559 | RQB27 | TOA BAJA READINESS CENTER | RQ0NG | PUERTO RICO NATIONAL GUARD | ARGUARD | 341 Savannah St E | Puerto Rico | Not Applicable | Bayamon, Bayamon |  | 1.19 | 1.11 | Dollar | 1
7686 | RQB35 | UTUADO READINESS CENTER | RQ0NG | PUERTO RICO NATIONAL GUARD | ARGUARD | 2200 E Cypress St | Puerto Rico | Not Applicable | Utuado |  | 1.19 | 1.11 | Dollar | 1
7701 | RQB40 | VEGA BAJA READINESS CENTER | RQ0NG | PUERTO RICO NATIONAL GUARD | ARGUARD | 1270 Arundell Ave | Puerto Rico | Not Applicable | Vega Baja |  | 1.19 | 1.11 | Dollar | 1
7986 | RQB45 | YAUCO READINESS CENTER | RQ0NG | PUERTO RICO NATIONAL GUARD | ARGUARD | 2201 Gordon St. | Puerto Rico | Not Applicable | Yauco |  | 1.19 | 1.11 | Dollar | 1
182489 | 82387-11835 | FAJARDO CINEMA BLDG FAJARDO | 82387 | JOINT RECRUITING PROGRAM | USACE | 40 CARR 197 STE 104 FAJARDO CINEMA BUILDING | Puerto Rico | Not Applicable | Fajardo, Fajardo |  | 1.19 | 1.11 | Dollar | 1
182491 | 82387-12656 | PLAZA ATENAS SHPG CTR MANATI | 82387 | JOINT RECRUITING PROGRAM | ARACT | 40 CARR 2 STE 260 PLAZA ATENAS SHOPPING CENTER | Puerto Rico | Not Applicable | Manati |  | 1.19 | 1.11 | Dollar | 1
182859 | 710916 | SR-2 & MAIN AVE BAYAMON | 82387 | JOINT RECRUITING PROGRAM | USACE | SR-2 & MAIN AVE SANTA ROSA MALL | Puerto Rico | Not Applicable | Bayamon, Bayamon |  | 1.19 | 1.11 | Dollar | 1
183020 | 82387-12630 | PEDRO ALBIZU CAMPO AGUADILLA | 82387 | JOINT RECRUITING PROGRAM | USACE | 2053 AVE PEDRO ALBIZU CAMPO | Puerto Rico | Not Applicable | Aguadilla |  | 1.19 | 1.11 | Dollar | 1
183021 | 82387-11463 | CARR 2 15005 AVE LOS CORAZONES AGUADILLA | 82387 | JOINT RECRUITING PROGRAM | USACE | CARR 2 15005 AVE LOS CORAZONES AGUADILLA MALL STE 38A | Puerto Rico | Not Applicable | Aguadilla |  | 1.19 | 1.11 | Dollar | 1
183022 | 82387-11444 | CALLE GEORGETTI RIO PIEDRAS | 82387 | JOINT RECRUITING PROGRAM | ARACT | 74 CALLE GEORGETTI | Puerto Rico | Not Applicable | Rio Piedras |  | 1.19 | 1.11 | Dollar | 1
183509 | 82387-11956 | GSA CENTER GUAYNABO | 82387 | JOINT RECRUITING PROGRAM | USACE | GSA CENTER INSULAR RD 28 | Puerto Rico | Not Applicable | Guaynabo |  | 1.19 | 1.11 | Dollar | 1
183510 | 800248 | STATE RD 165 GUAYNABO | 82387 | JOINT RECRUITING PROGRAM | USACE |  | Puerto Rico | Not Applicable | Guaynabo |  | 1.19 | 1.11 | Dollar | 1
183512 | 710952 | 651 FEDERAL DRIVE GUAYNABO | 82387 | JOINT RECRUITING PROGRAM | USACE | 651 FEDERAL DRIVE GSA CENTER-GUAYNABO | Puerto Rico | Not Applicable | Guaynabo |  | 1.19 | 1.11 | Dollar | 1
183661 | 800246 | 200 AVE RAFAEL CORDERO CAGUAS | 82387 | JOINT RECRUITING PROGRAM | USACE | 200 Ave Rafael Cordero | Puerto Rico | Not Applicable | Caguas |  | 1.19 | 1.11 | Dollar | 1
183921 | 82387-12903 | SAN PATRICIO SHPG CTR GUAYNABO | 82387 | JOINT RECRUITING PROGRAM | ARACT | 100 AVE SAN PATRICIO SAN PATRICIO SHOPPING CTR STE F-18 | Puerto Rico | Not Applicable | Guaynabo |  | 1.19 | 1.11 | Dollar | 1
183923 | 800250 | 350 CHARDON AVENUE SAN JUAN | 82387 | JOINT RECRUITING PROGRAM | USACE |  | Puerto Rico | Not Applicable | Roosevelt, San Juan |  | 1.19 | 1.11 | Dollar | 1
184548 | 82387-12581 | OFFICE PARK S CAROLINA | 82387 | JOINT RECRUITING PROGRAM | USACE | 1400 OFFICE PARK SOUTH AVE STE 106 ESCORIAL OFFICE BUILDING I | Puerto Rico | Not Applicable | Carolina |  | 1.19 | 1.11 | Dollar | 1
184549 | 82387-11464 | CARR 3 HUMACAO | 82387 | JOINT RECRUITING PROGRAM | ARACT | 450 CARR 3 SUITE 2 UNICENTRO BUILDING | Puerto Rico | Not Applicable | Humacao |  | 1.19 | 1.11 | Dollar | 1
184550 | 82387-11403 | BLVD ALFONSO VALDES MAYAGUEZ | 82387 | JOINT RECRUITING PROGRAM | ARACT | 252 BLVD ALFONSO VALDES STE 205 MAYAGUEZ TOWN CENTER | Puerto Rico | Not Applicable | Mayaguez |  | 1.19 | 1.11 | Dollar | 1
184696 | 82387-12658 | PLAZA VALLE VERDE SAN GERMAN | 82387 | JOINT RECRUITING PROGRAM | ARACT | PLAZA VALLE VERDE 217 AVE UNIVERSIDAD STE 105 | Puerto Rico | Not Applicable | San German |  | 1.19 | 1.11 | Dollar | 1
185848 | 82387-11347 | AVE ANTONIO R BARCELO CAYEY | 82387 | JOINT RECRUITING PROGRAM | USACE | 20 AVE ANTONIO R BARCELO STE 118 SIERRA DE CAYEY PLAZA | Puerto Rico | Not Applicable | Cayey |  | 1.19 | 1.11 | Dollar | 1
188616 | 820576 | 100 SAN PATRICIO AVE STE F11 GUAYNABO | RQ0NG | PUERTO RICO NATIONAL GUARD | ARGUARD |  | Puerto Rico | Not Applicable | Guaynabo |  | 1.19 | 1.11 | Dollar | 1
188834 | 820577 | 573 BROMON DR AGUADILLA | RQ0NG | PUERTO RICO NATIONAL GUARD | NAVACT |  | Puerto Rico | Not Applicable | Aguadilla |  | 1.19 | 1.11 | Dollar | 1
189167 | 821080 | AGUADILLA | 48125 | FORT BLISS | NAVACT |  | Puerto Rico | Not Applicable | Aguadilla |  | 1.19 | 1.11 | Dollar | 1
189168 | 821073 | COND PUERTA DEL MAR BLDG NO 2 AGUADILLA | 48125 | FORT BLISS | NAVACT |  | Puerto Rico | Not Applicable | Aguadilla |  | 1.19 | 1.11 | Dollar | 1
190126 | RQ429 | PRARNG MMS BOATSHOP | RQ0NG | PUERTO RICO NATIONAL GUARD | ARGUARD |  | Puerto Rico | Not Applicable | Ceiba, Ceiba |  | 1.19 | 1.11 | Dollar | 1
190254 | 822307 | 100 AVE SAN PATRICIO GUAYNABO | 82387 | JOINT RECRUITING PROGRAM | USACE | 100 Ave San Patricio | Puerto Rico | Not Applicable | Guaynabo |  | 1.19 | 1.11 | Dollar | 1
190742 | 821070 | 1400 AVENIDA MIRAMAR ARECIBO | 82387 | JOINT RECRUITING PROGRAM | USACE |  | Puerto Rico | Not Applicable | Aguadilla |  | 1.19 | 1.11 | Dollar | 1
190778 | 822771 | CARR. NO. 111 MOCA | 82387 | JOINT RECRUITING PROGRAM | USACE |  | Puerto Rico | Not Applicable | Moca |  | 1.19 | 1.11 | Dollar | 1
190922 | RQ914 | MAYAGUEZ AFRC | 01530 | 81ST RRC - ALABAMA | ARRES |  | Puerto Rico | Not Applicable | Mayaguez |  | 1.19 | 1.11 | Dollar | 1
191830 | 824279 | #60 JOSE DE DIEGO ST, CAYEY, PR | 82387 | JOINT RECRUITING PROGRAM | USACE | #60 Jose De Diego Street | Puerto Rico | Not Applicable | Cayey |  | 1.19 | 1.11 | Dollar | 1
307 | N00207-PR | NOSC PUERTO RICO | N00207 | NAS JACKSONVILLE FL | NAVACT | GARCIA | Puerto Rico | Not Applicable | Fort Buchanan, Bayamon |  | 1.2 | 1.11 | Dollar | 1
4988 | RQ327 | FORT BUCHANAN | RQ327 | FORT BUCHANAN | ARRES | Fort Buchanan is located within the communities of Bayamon and Guaynabo. | Puerto Rico | Not Applicable | Fort Buchanan, Catano |  | 1.2 | 1.11 | Dollar | 1
5347 | RQB10 | HANGAR 21 READINESS CENTER | RQ0NG | PUERTO RICO NATIONAL GUARD | ARGUARD | (Need) | Puerto Rico | Not Applicable | San Juan |  | 1.2 | 1.11 | Dollar | 1
5381 | RQB20 | HATO REY READINESS CENTER | RQ0NG | PUERTO RICO NATIONAL GUARD | ARGUARD | Calaf Street | Puerto Rico | Not Applicable | San Juan |  | 1.2 | 1.11 | Dollar | 1
5975 | RQ685 | LTC H.G. PESQUERA/FT ALLEN | 01530 | 81ST RRC - ALABAMA | ARRES | LTC H.G. Pesquera Ft Allen | Puerto Rico | Not Applicable | Fort Buchanan, Catano |  | 1.2 | 1.11 | Dollar | 1
6763 | RQ835 | PFC L.G. OLIVERAS/YAUCO | 01530 | 81ST RRC - ALABAMA | ARRES | 218 Brooks Street | Puerto Rico | Not Applicable | Fort Buchanan, Catano |  | 1.2 | 1.11 | Dollar | 1
7152 | RQB15 | SAN JUAN READINESS CENTER | RQ0NG | PUERTO RICO NATIONAL GUARD | ARGUARD | Puerta De Tierra Ponce Leon Ave | Puerto Rico | Not Applicable | San Juan |  | 1.2 | 1.11 | Dollar | 1
170454 | QA059 | AL UDEID AIR BASE | 94057 |  | ARACT |  | Qatar | Not Applicable | Unknown |  | 1.2 | 1.11 | Qatari Rial | 3.5351
170296 | RO596 | MIHAIL KOGALNICEANU MAIN CAMP | 48304 | ROMANIA | ARACT |  | Romania | Not Applicable | Unknown |  | 1 | 0.91 | Romanian New Leu | 3.8886
170393 | RO377 | MIHAIL KOGALNICEANU AIRFIELD | 48304 | ROMANIA | ARACT |  | Romania | Not Applicable | Unknown |  | 1 | 0.91 | Romanian New Leu | 3.8886
170412 | RO666 | MIHAIL KOGALNICEANU AMMUNITION HOLDING AREA | 48304 | ROMANIA | ARACT |  | Romania | Not Applicable | Unknown |  | 1 | 0.91 | Romanian New Leu | 3.8886
190191 | N62590 | NAVSUPPFAC ROMANIA | N62590 | NAVSUPPFAC ROMANIA | NAVACT |  | Romania | Not Applicable | Unknown |  | 1 | 0.91 | Romanian New Leu | 3.8886
3520 | YXTK0001 | ASCENSION AUXILIARY AIRFIELD SITE # 1 | SXHT | PATRICK | AFACT | AIRFIELD | Saint Helena | Not Applicable | Ascension Island |  | 1.49 | 1.33 | Bahamian Dollar | 1.0001
|  | SAUDI ARABIA (ALL LOCATIONS) |  |  |  |  | Saudi Arabia | Not Applicable | Unknown |  | 1.25 | 1.17 | Sauid Riyal | 3.7462
3094 | N61077 | SINGAPORE AREA COORDINATOR | N61077 | SINGAPORE AREA COORDINATOR | NAVACT | 965342100 | Singapore | Not Applicable | Singapore |  | 1.15 | 1.08 | Singapore Dollar | 1.364
9526 | N61077-MS | MARINA SOUTH PIER | N61077 | SINGAPORE AREA COORDINATOR | NAVACT | 965342100 | Singapore | Not Applicable | Singapore |  | 1.15 | 1.08 | Singapore Dollar | 1.364
3959 | KS042 | BAYONET TRAINING AREA | KS124 | CAMP CASEY | ARACT |  | South Korea | Not Applicable | Unknown |  | 1.08 | 1 | South Korean Won | 1128.1127
4239 | KS124 | CAMP CASEY | KS124 | CAMP CASEY | ARACT |  | South Korea | Not Applicable | Tong Du Chon |  | 1.08 | 1 | South Korean Won | 1128.1127
4240 | KS688 | CAMP CASTLE | KS124 | CAMP CASEY | ARACT |  | South Korea | Not Applicable | Tong Du Chon |  | 1.08 | 1 | South Korean Won | 1128.1127
5314 | KS434 | GUN TRAINING AREA | KS124 | CAMP CASEY | ARACT |  | South Korea | Not Applicable | Unknown |  | 1.08 | 1 | South Korean Won | 1128.1127
5321 | KS971 | H220 HELIPORT | KS124 | CAMP CASEY | ARACT |  | South Korea | Not Applicable | Tong Du Chon |  | 1.08 | 1 | South Korean Won | 1128.1127
5687 | KS962 | KAMAKSAN ASA | KS124 | CAMP CASEY | ARACT |  | South Korea | Not Applicable | Unknown |  | 1.08 | 1 | South Korean Won | 1128.1127
7808 | KS917 | WATKINS RANGE | KS124 | CAMP CASEY | ARACT |  | South Korea | Not Applicable | Unknown |  | 1.08 | 1 | South Korean Won | 1128.1127
436 | N32778-PU | PUSAN | N32778 | FLEET ACTIVITIES CHINHAE KS | NAVACT | 96259 | South Korea | Not Applicable | Pusan |  | 1.09 | 1.02 | South Korean Won | 1128.1127
3612 | KS676 | PIER #8 | KS160 | CAMP HENRY | ARACT | Pusansi namkoo Kammandong 75 | South Korea | Not Applicable | Pusan |  | 1.09 | 1.02 | South Korean Won | 1128.1127
4379 | KS328 | CHANG SAN | KS160 | CAMP HENRY | ARACT |  | South Korea | Not Applicable | Pusan |  | 1.09 | 1.02 | South Korean Won | 1128.1127
6903 | KS772 | PUSAN STORAGE FACILITY | KS160 | CAMP HENRY | ARACT |  | South Korea | Not Applicable | Pusan |  | 1.09 | 1.02 | South Korean Won | 1128.1127
4272 | KS644 | CAMP MORSE | KS948 | YONGSAN GARRISON | ARACT |  | South Korea | Not Applicable | Seoul |  | 1.11 | 1.03 | South Korean Won | 1128.1127
4917 | KS376 | FAR EAST DIST ENGR | KS948 | YONGSAN GARRISON | ARACT |  | South Korea | Not Applicable | Seoul |  | 1.11 | 1.03 | South Korean Won | 1128.1127
5675 | KS508 | K-16 AIR BASE | KS948 | YONGSAN GARRISON | ARACT |  | South Korea | Not Applicable | Songnam |  | 1.11 | 1.03 | South Korean Won | 1128.1127
6546 | KS236 | NIBLO BARRACKS | KS948 | YONGSAN GARRISON | ARACT |  | South Korea | Not Applicable | Seoul |  | 1.11 | 1.03 | South Korean Won | 1128.1127
6981 | KS336 | RETREAT CENTER | KS948 | YONGSAN GARRISON | ARACT |  | South Korea | Not Applicable | Seoul |  | 1.11 | 1.03 | South Korean Won | 1128.1127
7474 | KS753 | SUNGNAM GOLF COURSE | KS948 | YONGSAN GARRISON | ARACT |  | South Korea | Not Applicable | Songnam |  | 1.11 | 1.03 | South Korean Won | 1128.1127
7502 | KS963 | TANGO | KS948 | YONGSAN GARRISON | ARACT |  | South Korea | Not Applicable | Songnam |  | 1.11 | 1.03 | South Korean Won | 1128.1127
7992 | KS948 | YONGSAN GARRISON | KS948 | YONGSAN GARRISON | ARACT |  | South Korea | Not Applicable | Seoul |  | 1.11 | 1.03 | South Korean Won | 1128.1127
1633 | EUVT0001 | CAMP HUMPHREYS COMMUNICATIONS SITE SITE # 1 | SMYU | OSAN | AFACT | KYONG KI DO | South Korea | Not Applicable | Camp Humphreys |  | 1.12 | 1.05 | South Korean Won | 1128.1127
4261 | KS792 | CAMP HUMPHREYS | KS792 | CAMP HUMPHREYS | ARACT |  | South Korea | Not Applicable | Unknown |  | 1.12 | 1.05 | South Korean Won | 1128.1127
6911 | KS691 | PYONGTAEK CPX AREA | KS792 | CAMP HUMPHREYS | ARACT |  | South Korea | Not Applicable | Pyong Taek |  | 1.12 | 1.05 | South Korean Won | 1128.1127
188185 | KS946 | PYONGTAEK RTO SITE | KS792 | CAMP HUMPHREYS | ARACT |  | South Korea | Not Applicable | Pyong Taek |  | 1.12 | 1.05 | South Korean Won | 1128.1127
177 | N32778 | FLEET ACTIVITIES CHINHAE KS | N32778 | FLEET ACTIVITIES CHINHAE KS | NAVACT | 962691100 | South Korea | Not Applicable | Chinhae |  | 1.13 | 1.06 | South Korean Won | 1128.1127
601 | N32778-YE | YECHON | N32778 | FLEET ACTIVITIES CHINHAE KS | NAVACT | 96212 | South Korea | Not Applicable | Yechon |  | 1.13 | 1.06 | South Korean Won | 1128.1127
602 | N32778-UL | ULLUNG ISLAND | N32778 | FLEET ACTIVITIES CHINHAE KS | NAVACT | 98769 | South Korea | Not Applicable | Kangnung |  | 1.13 | 1.06 | South Korean Won | 1128.1127
603 | N32778-PO | POHANG | N32778 | FLEET ACTIVITIES CHINHAE KS | NAVACT | 96302 | South Korea | Not Applicable | Pohang |  | 1.13 | 1.06 | South Korean Won | 1128.1127
643 | N32778-YO | YONGSAN GARRISON | N32778 | FLEET ACTIVITIES CHINHAE KS | NAVACT | 96301 | South Korea | Not Applicable | Yongsan |  | 1.13 | 1.06 | South Korean Won | 1128.1127
974 | N32778-RN | ROK NAVY BASE | N32778 | FLEET ACTIVITIES CHINHAE KS | NAVACT | 96769 | South Korea | Not Applicable | Chinhae |  | 1.13 | 1.06 | South Korean Won | 1128.1127
1137 | M20810-0001 | CAMP MU JUK (ROK) | M20810 | CAMP MU JUK (ROK) | MCACT | N-14 | South Korea | Not Applicable | Pohang |  | 1.13 | 1.06 | South Korean Won | 1128.1127
1182 | N32778-CC | CAMP CARROLL | N32778 | FLEET ACTIVITIES CHINHAE KS | NAVACT | 96460 | South Korea | Not Applicable | Yechon |  | 1.13 | 1.06 | South Korean Won | 1128.1127
1587 | DSLG0001 | CHONG JU SUPPORT ANNEX SITE # 1 | SMYU | OSAN | AFACT | CHUNG CHONG PUK DO | South Korea | Not Applicable | Chonju |  | 1.13 | 1.06 | South Korean Won | 1128.1127
1623 | ERVN0001 | CAMP RED CLOUD COMMUNICATIONS SITE SITE # 1 | SMYU | OSAN | AFACT | 0 | South Korea | Not Applicable | Uijong Bu |  | 1.13 | 1.06 | South Korean Won | 1128.1127
2437 | MEPZ0001 | KIMHAE STORAGE ANNEX SITE # 1 | SMYU | OSAN | AFACT | KYANG SANG NAM DO | South Korea | Not Applicable | Kimhae |  | 1.13 | 1.06 | South Korean Won | 1128.1127
3330 | WNHQ0001 | SUWON AIR BASE SITE # 1 | SMYU | OSAN | AFACT | 0 | South Korea | Not Applicable | Suwon |  | 1.13 | 1.06 | South Korean Won | 1128.1127
3334 | WPZQ0001 | TAEGU AIR BASE SITE # 1 | SMYU | OSAN | AFACT | KYANG SANG BUK DO | South Korea | Not Applicable | Taegu |  | 1.13 | 1.05 | South Korean Won | 1128.1127
3527 | ZEWJ0001 | WONJU AIR STATION SITE # 1 | SMYU | OSAN | AFACT | 0 | South Korea | Not Applicable | Wonju |  | 1.13 | 1.06 | South Korean Won | 1128.1127
3542 | ZPFR0001 | YONGSAN ADMINISTRATION ANNEX SITE # 1 | SMYU | OSAN | AFACT | YONGSAN KU | South Korea | Not Applicable | Yongsan |  | 1.13 | 1.06 | South Korean Won | 1128.1127
3555 | KS044 | BEASON | KS792 | CAMP HUMPHREYS | ARACT | Yangpyonggun Yongmunmyun Yonsuri 20 | South Korea | Not Applicable | Yongpyong |  | 1.13 | 1.06 | South Korean Won | 1128.1127
3559 | KS064 | BROOKLYN HILL | KS160 | CAMP HENRY | ARACT | Yongsansi Augok-dong 133 | South Korea | Not Applicable | Yongsan |  | 1.13 | 1.06 | South Korean Won | 1128.1127
3560 | KS076 | BULLSEYE 01 | KS284 | CAMP STANLEY | ARACT | Yonchunkun Jangnammyon Banjungri 567 | South Korea | Not Applicable | Yongchon |  | 1.13 | 1.06 | South Korean Won | 1128.1127
3561 | KS080 | BULLSEYE 02 | KS284 | CAMP RED CLOUD | ARACT | Pajusi Juksungmyon Jajangri 56 | South Korea | Not Applicable | Paju |  | 1.13 | 1.06 | South Korean Won | 1128.1127
3566 | KS947 | CAMP KWANGSA RI | KS284 | CAMP STANLEY | ARACT | Yanjukun Sanbukri 189 | South Korea | Not Applicable | Yongju |  | 1.13 | 1.06 | South Korean Won | 1128.1127
3590 | KS460 | HIGH POINT | KS792 | CAMP HUMPHREYS | ARACT | Chunansi Mokchonub Kyochonri 23 | South Korea | Not Applicable | Chechon |  | 1.13 | 1.06 | South Korean Won | 1128.1127
3593 | KS600 | HWAAK SAN EVENREACH ATC | KS284 | CAMP RED CLOUD | ARACT | Kapyongkun Bukmyon Kwaakri 628 | South Korea | Not Applicable | Bupyong |  | 1.13 | 1.06 | South Korean Won | 1128.1127
3609 | KS993 | PANMUNJOM JSA MAC HQ | KS284 | CAMP RED CLOUD | ARACT | Panmunjum | South Korea | Not Applicable | Paju |  | 1.13 | 1.06 | South Korean Won | 1128.1127
3610 | KS991 | PAPYONG SAN ATC | KS284 | CAMP RED CLOUD | ARACT | Pajusi Papyongmyon | South Korea | Not Applicable | Paju |  | 1.13 | 1.06 | South Korean Won | 1128.1127
3617 | KS744 | SHINBUK RELAY | KS124 | CAMP CASEY | ARACT | Pochon-kun Shinbukmyon Kumdongri 473 | South Korea | Not Applicable | Unknown |  | 1.13 | 1.06 | South Korean Won | 1128.1127
3731 | KS016 | ALAMO ASA | KS124 | CAMP CASEY | ARACT |  | South Korea | Not Applicable | Yechon |  | 1.13 | 1.06 | South Korean Won | 1128.1127
4228 | KS104 | CAMP AMES | KS792 | CAMP HUMPHREYS | ARACT |  | South Korea | Not Applicable | Unknown |  | 1.13 | 1.06 | South Korean Won | 1128.1127
4238 | KS116 | CAMP CARROLL | KS160 | CAMP HENRY | ARACT |  | South Korea | Not Applicable | Waegwan |  | 1.13 | 1.06 | South Korean Won | 1128.1127
4247 | KS985 | CAMP EAGLE | KS792 | CAMP HUMPHREYS | ARACT |  | South Korea | Not Applicable | Wonju |  | 1.13 | 1.06 | South Korean Won | 1128.1127
4257 | KS160 | CAMP HENRY | KS160 | CAMP HENRY | ARACT |  | South Korea | Not Applicable | Taegu |  | 1.13 | 1.05 | South Korean Won | 1128.1127
4259 | KS168 | CAMP HOVEY | KS124 | CAMP CASEY | ARACT |  | South Korea | Not Applicable |  |  | 1.13 | 1.06 | South Korean Won | 1128.1127
4262 | KS668 | CAMP JACKSON | KS284 | CAMP STANLEY | ARACT |  | South Korea | Not Applicable | Yongin |  | 1.13 | 1.06 | South Korean Won | 1128.1127
4266 | KS208 | CAMP LONG | KS792 | CAMP HUMPHREYS | ARACT |  | South Korea | Not Applicable | Wonju |  | 1.13 | 1.06 | South Korean Won | 1128.1127
4269 | KS616 | CAMP MARKET | KS948 | YONGSAN GARRISON | ARACT |  | South Korea | Not Applicable | Inchon |  | 1.13 | 1.06 | South Korean Won | 1128.1127
4282 | KS256 | CAMP RED CLOUD | KS284 | CAMP STANLEY | ARACT |  | South Korea | Not Applicable | Uijong Bu |  | 1.13 | 1.06 | South Korean Won | 1128.1127
4289 | KS284 | CAMP STANLEY | KS284 | CAMP STANLEY | ARACT |  | South Korea | Not Applicable | Uijong Bu |  | 1.13 | 1.06 | South Korean Won | 1128.1127
4293 | KS300 | CAMP WALKER | KS160 | CAMP HENRY | ARACT |  | South Korea | Not Applicable | Taegu |  | 1.13 | 1.05 | South Korean Won | 1128.1127
4297 | KS997 | CAMP YONGIN | KS948 | YONGSAN GARRISON | ARACT |  | South Korea | Not Applicable | Yongin |  | 1.13 | 1.06 | South Korean Won | 1128.1127
4525 | KS464 | CONCORD | KS284 | CAMP STANLEY | ARACT |  | South Korea | Not Applicable | Uijong Bu |  | 1.13 | 1.06 | South Korean Won | 1128.1127
4654 | KS364 | DARTBOARD SITE | KS160 | CAMP HENRY | ARACT |  | South Korea | Not Applicable | Unknown |  | 1.13 | 1.05 | South Korean Won | 1128.1127
5763 | KS968 | KORYOSAN ASA | KS948 | YONGSAN GARRISON | ARACT |  | South Korea | Not Applicable | Inchon |  | 1.13 | 1.06 | South Korean Won | 1128.1127
6022 | KS344 | MADISON SITE | KS948 | YONGSAN GARRISON | ARACT |  | South Korea | Not Applicable | Unknown |  | 1.13 | 1.06 | South Korean Won | 1128.1127
6107 | KS961 | MASAN AMMUNITION DEPOT | KS160 | CAMP HENRY | ARACT |  | South Korea | Not Applicable | Masan |  | 1.13 | 1.06 | South Korean Won | 1128.1127
6994 | KS704 | RICHMOND | KS792 | CAMP HUMPHREYS | ARACT |  | South Korea | Not Applicable | Taejon |  | 1.13 | 1.06 | South Korean Won | 1128.1127
7123 | KS720 | SALEM | KS160 | CAMP HENRY | ARACT |  | South Korea | Not Applicable |  |  | 1.13 | 1.06 | South Korean Won | 1128.1127
7484 | KS994 | SWISS AND SWED CAMP MAC HQ | KS284 | CAMP RED CLOUD | ARACT |  | South Korea | Not Applicable | Munsan |  | 1.13 | 1.06 | South Korean Won | 1128.1127
7494 | KS768 | TAEGU STORAGE AREA | KS160 | CAMP HENRY | ARACT |  | South Korea | Not Applicable | Taegu |  | 1.13 | 1.05 | South Korean Won | 1128.1127
7991 | KS944 | YONG PYONG | KS124 | CAMP CASEY | ARACT |  | South Korea | Not Applicable | Unknown |  | 1.13 | 1.06 | South Korean Won | 1128.1127
166963 | KS450 | INCHEON JOINT MILITARY MAIL TERMINAL | KS948 | YONGSAN GARRISON | ARACT | Unseo-dong, Jung-Gu | South Korea | Not Applicable | Inchon |  | 1.13 | 1.06 | South Korean Won | 1128.1127
187987 | KS375 | BAYONNE SIGNAL SITE | KS792 | CAMP HUMPHREYS | ARACT |  | South Korea | Not Applicable | Yongin |  | 1.13 | 1.06 | South Korean Won | 1128.1127
188584 | KS818 | DRMO APO | KS160 | CAMP HENRY | ARACT |  | South Korea | Not Applicable |  |  | 1.13 | 1.06 | South Korean Won | 1128.1127
191798 | MLWR0002 | KUNSAN AIR BASE SITE # 2 | MLWR | KUNSAN AIR BASE | AFACT |  | South Korea | Not Applicable | Unknown |  | 1.13 | 1.06 | South Korean Won | 1128.1127
2454 | MLWR0001 | KUNSAN AIR BASE SITE # 1 | MLWR | KUNSAN AIR BASE | AFACT | OKGUCHUSUJI | South Korea | Not Applicable | Kunsan |  | 1.14 | 1.06 | South Korean Won | 1128.1127
2455 | MMFZ0001 | KWANG-JU AIR BASE SITE # 1 | SMYU | OSAN | AFACT | CHON RA NAM DO | South Korea | Not Applicable | Kwangju |  | 1.14 | 1.06 | South Korean Won | 1128.1127
5766 | KS999 | KUNSAN POL TERMINAL SITE | KS160 | CAMP HENRY | ARACT |  | South Korea | Not Applicable | Kunsan |  | 1.14 | 1.06 | South Korean Won | 1128.1127
2448 | MKZT0001 | PIL-SUNG AIR RANGE SITE # 1 | SMYU | OSAN | AFACT | KANG WON DO | South Korea | Not Applicable | Unknown |  | 1.16 | 1.08 | South Korean Won | 1128.1127
3122 | SMYU0001 | OSAN SITE # 1 | SMYU | OSAN | AFACT | 0 | South Korea | Not Applicable | Osan AFB |  | 1.16 | 1.08 | South Korean Won | 1128.1127
3123 | SNAA0001 | OSAN NI AMMUNITION STORAGE ANNEX SITE # 1 | SMYU | OSAN | AFACT | 0 | South Korea | Not Applicable | Osan |  | 1.16 | 1.08 | South Korean Won | 1128.1127
3147 | TAES0001 | TAESOSAN COMM SITE SITE # 1 | SMYU | OSAN | AFACT | 0 | South Korea | Not Applicable | Unknown |  | 1.16 | 1.08 | South Korean Won | 1128.1127
187822 | SMYU0002 | OSAN SITE # 2 | SMYU | OSAN | AFACT |  | South Korea | Not Applicable | Osan AFB |  | 1.16 | 1.08 | South Korean Won | 1128.1127
190171 | SMYU0003 | OSAN SITE # 3 | SMYU | OSAN | AFACT |  | South Korea | Not Applicable | Osan AFB |  | 1.16 | 1.08 | South Korean Won | 1128.1127
164 | N62863 | NAVSTA ROTA SP | N62863 | NAVSTA ROTA SP | NAVACT | SANLUCAR | Spain | Not Applicable | Rota |  | 1.12 | 1.04 | Euro | 0.8582
317 | N62863-MD | MADRID, SPAIN | N62863 | NAVSTA ROTA SP | NAVACT | 09283 | Spain | Not Applicable | Madrid |  | 1.14 | 1.06 | Euro | 0.8582
318 | N62863-VC | VALENCIA, SPAIN | N62863 | NAVSTA ROTA SP | NAVACT | 96451926 | Spain | Not Applicable | Valencia |  | 1.14 | 1.06 | Euro | 0.8582
3025 | QUUG0001 | MORON AB SITE # 1 | QUUG | MORON AB | AFACT | AIR BASE SQUADRON | Spain | Not Applicable | Moran AB |  | 1.16 | 1.07 | Euro | 0.8582
|  | THAILAND (ALL LOCATIONS) |  |  |  |  | Thailand | Not Applicable | Unknown |  | 1.01 | 0.9 | Thai Baht | 33.5037
1379 | AKNR0001 | ANKARA ADMINISTRATION OFFICE SITE # 1 | LJYC | INCIRLIK AB | AFACT | TURKOCAGI | Turkey | Not Applicable | Ankara |  | 1.11 | 1.02 | Turkish Lira | 3.6022
1356 | ADED0001 | AKHISAR AIR BASE SITE # 1 | LRKC | IZMIR AIR STATION | AFACT | AKHISAR HAVA USSU, AKHISAR, MA | Turkey | Not Applicable | Izmir |  | 1.14 | 1.05 | Turkish Lira | 3.6022
1590 | DTLV0001 | CIGLI AIR BASE SITE # 1 | LRKC | IZMIR AIR STATION | AFACT | CIGLI HAVA USSU, CIGLI, IZMIR | Turkey | Not Applicable | Izmir |  | 1.14 | 1.05 | Turkish Lira | 3.6022
2383 | LRKC0001 | IZMIR AIR STATION SITE # 1 | LRKC | IZMIR AIR STATION | AFACT | 1643/9 | Turkey | Not Applicable | Izmir |  | 1.14 | 1.05 | Turkish Lira | 3.6022
2385 | LRMK0001 | IZMIR FAMILY HOUSING SITE SITE | LRKC | IZMIR AIR STATION | AFACT | ATATURK CADDESI | Turkey | Not Applicable | Izmir |  | 1.14 | 1.05 | Turkish Lira | 3.6022
2387 | LRPX0001 | IZMIR STORAGE ANNEX #2 | LRKC | IZMIR AIR STATION | AFACT | 1643/9 SOKSK | Turkey | Not Applicable | Izmir |  | 1.14 | 1.05 | Turkish Lira | 3.6022
3537 | ZNDM0001 | LJYCIKOY BACHELOR HOUSING SITE SITE # 1 | LJYC | INCIRLIK AB | AFACT |  | Turkey | Not Applicable |  |  | 1.14 | 1.05 | Turkish Lira | 3.6022
190803 | TU469 | KURECIK | 26758 |  | ARACT |  | Turkey | Not Applicable | Kurecik |  | 1.14 | 1.05 | Turkish Lira | 3.6022
1347 | ABQB0001 | ADANA WATER SYSTEM ANNEX SITE # 1 | LJYC | INCIRLIK AB | AFACT | YAVUZLAR MAHALLESI, ORMAN ISLETME MUDURLUSU YANI, | Turkey | Not Applicable | Adana |  | 1.17 | 1.07 | Turkish Lira | 3.6022
1425 | AVHL0001 | BANDIRMA AIR BASE SITE # 1 | LJYC | INCIRLIK AB | AFACT | BANDIRMA HAVA USSU | Turkey | Not Applicable | Bandirma |  | 1.17 | 1.07 | Turkish Lira | 3.6022
1437 | AYYM0001 | BATMAN AIR BASE SITE # 1 | LJYC | INCIRLIK AB | AFACT | BATMAN HAVA USSU | Turkey | Not Applicable | Batman |  | 1.17 | 1.07 | Turkish Lira | 3.6022
1625 | ESKI0001 | ESKISEHIR UNACCOMPANIED HOUSING SITE # 1 | LJYC | INCIRLIK AB | AFACT | ABD MISAFIRHANESI, YILDIZTEPE ASKERI LOJMANLARI, N | Turkey | Not Applicable | Eskisehir |  | 1.17 | 1.07 | Turkish Lira | 3.6022
2370 | LJYC0001 | INCIRLIK AB SITE # 1 | LJYC | INCIRLIK AB | AFACT | ATATURK | Turkey | Not Applicable | Adana |  | 1.17 | 1.07 | Turkish Lira | 3.6022
2476 | MUAF0001 | MUS AIR BASE SITE # 1 | LJYC | INCIRLIK AB | AFACT | MUS HAVA USSU | Turkey | Not Applicable | Batman |  | 1.17 | 1.07 | Turkish Lira | 3.6022
3280 | VTBV0001 | SIVRIHISAR AIR BASE SITE # 1 | LJYC | INCIRLIK AB | AFACT | SIVRIHISAR HAVA USSU | Turkey | Not Applicable | Sivihisar |  | 1.17 | 1.07 | Turkish Lira | 3.6022
3411 | YSJQ0001 | YENISEHIR AIR BASE SITE # 1 | LJYC | INCIRLIK AB | AFACT | YENISEHIR HAVA USSU | Turkey | Not Applicable | Sivihisar |  | 1.17 | 1.07 | Turkish Lira | 3.6022
3548 | ZREE0001 | YUMURTALIK PETROLEUM PROD STORAGE ANNEX SITE # 1 | LJYC | INCIRLIK AB | AFACT | CU TANKER YUMURTALIK DOLUM TESISLERI GUVENLIK K | Turkey | Not Applicable | Yumurtalik |  | 1.17 | 1.07 | Turkish Lira | 3.6022
|  | UKRAINE (ALL LOCATIONS) |  |  |  |  | Ukraine | Not Applicable | Unknown |  | 0.96 | 0.92 | Ukraine Hryvnia | 26.496
867 | N63005-FU | FUJAIRAH AVIATION UNIT | N63005 | NAVSUPPACT BAHRAIN | NAVACT |  | United Arab Emirates | Not Applicable | AL FUJAYRAH |  | 1.17 | 1.07 | UAE Dirham | 3.6716
1280 | N63005-JA | JEBEL ALI | N63005 | NAVSUPPACT BAHRAIN | NAVACT |  | United Arab Emirates | Not Applicable | DUBAI |  | 1.17 | 1.07 | UAE Dirham | 3.6716
191909 | AE959 | FOS BLUE STEEL | 73677 |  | ARACT |  | United Arab Emirates | Not Applicable | Unknown |  | 1.17 | 1.07 | UAE Dirham | 3.6716
2441 | MHL20001 | MHILL2 - HARROGATE SITE # 1 | MWHL | RAF MENWITH HILL | AFACT | HARROGATE | United Kingdom | Not Applicable | Harrogate |  | 1.09 | 1.03 | British Pound | 0.7651
2442 | MHL30001 | MHILL3 - KNARESBOROUGH SITE # 1 | MWHL | RAF MENWITH HILL | AFACT | KNARESBOROUGH | United Kingdom | Not Applicable | Harrogate |  | 1.09 | 1.03 | British Pound | 0.7651
2443 | MHL40001 | MHILL4 - SELBY SITE # 1 | MWHL | RAF MENWITH HILL | AFACT | SELBY | United Kingdom | Not Applicable | Harrogate |  | 1.09 | 1.03 | British Pound | 0.7651
2481 | MWHL0001 | RAF MENWITH HILL SITE # 1 | MWHL | RAF MENWITH HILL | AFACT | MENWITH HILL | United Kingdom | Not Applicable | Harrogate |  | 1.09 | 1.03 | British Pound | 0.7651
1480 | BNDE0001 | RAF BICESTER SITE # 1 | EXSW | RAF CROUGHTON | AFACT | PANES END | United Kingdom | Not Applicable | Unknown |  | 1.12 | 1.05 | British Pound | 0.7651
1638 | EXSW0001 | RAF CROUGHTON SITE # 1 | EXSW | RAF CROUGHTON | AFACT | B4301 | United Kingdom | Not Applicable | Unknown |  | 1.12 | 1.05 | British Pound | 0.7651
2066 | GKVB0001 | RAF FAIRFORD SITE # 1 | GKVB | RAF FAIRFORD | AFACT | HORCOTT | United Kingdom | Not Applicable | Fairford |  | 1.12 | 1.05 | British Pound | 0.7651
3226 | UNKD0001 | RAF OAKHANGER SITE # 1 | EXSW | RAF CROUGHTON | AFACT | NO | United Kingdom | Not Applicable | Unknown |  | 1.12 | 1.05 | British Pound | 0.7651
3408 | YRJM0001 | RAF WELFORD AMMO STOR AREA SITE # 1 | GKVB | RAF FAIRFORD | AFACT | HANGMANS STONE | United Kingdom | Not Applicable | Welford |  | 1.12 | 1.05 | British Pound | 0.7651
169898 | PRCT0001 | PROVIDENCE COURT | EXSW | RAF CROUGHTON | AFACT | PROVIDENCE | United Kingdom | Not Applicable | Unknown |  | 1.12 | 1.05 | British Pound | 0.7651
169900 | BLCR0001 | BLENHEIM CRESCENT | EXSW | RAF CROUGHTON | AFACT | BLENHEIM | United Kingdom | Not Applicable | Unknown |  | 1.12 | 1.05 | British Pound | 0.7651
191073 | GKVB0002 | RAF FAIRFORD HOUSING SITE #1 | GKVB | RAF FAIRFORD | AFACT |  | United Kingdom | Not Applicable | Fairford |  | 1.12 | 1.05 | British Pound | 0.7651
1360 | AEDY0001 | RAF ALCONBURY SITE # 1 | AEDY | RAF ALCONBURY | AFACT | ALCONBURY | United Kingdom | Not Applicable | Brington |  | 1.13 | 106 | British Pound | 0.7651
1430 | AWJB0001 | RAF BARFORD ST JOHN TRANSMITTER ANNEX SITE # 1 | EXSW | RAF CROUGHTON | AFACT | BLOXHAM | United Kingdom | Not Applicable | Unknown |  | 1.13 | 106 | British Pound | 0.7651
2110 | HNSH0001 | FYLINGDALES COMMUNICATIONS STATION SITE # 1 | QFQE | RAF MILDENHALL | AFACT | WHITE WAY HEADS | United Kingdom | Not Applicable |  |  | 1.13 | 106 | British Pound | 0.7651
2503 | NPJD0001 | LONDON AIR TERMINAL SITE # 1 | AEDY | RAF ALCONBURY | AFACT | BLDG | United Kingdom | Not Applicable | Brington |  | 1.13 | 106 | British Pound | 0.7651
2829 | QFPZ0001 | MILDENHALL ILS MIDDLE MARKER ANX SITE # 1 | QFQE | RAF MILDENHALL | AFACT | FIELD RD | United Kingdom | Not Applicable | Mildenhall |  | 1.13 | 106 | British Pound | 0.7651
2830 | QFQE0001 | RAF MILDENHALL SITE # 1 | QFQE | RAF MILDENHALL | AFACT | BECK ROW | United Kingdom | Not Applicable | Mildenhall |  | 1.13 | 106 | British Pound | 0.7651
2831 | QFQH0001 | RAF MILDENHALL AMMO STOR ANX SITE # 1 | QFQE | RAF MILDENHALL | AFACT | BECK ROW | United Kingdom | Not Applicable | Mildenhall |  | 1.13 | 106 | British Pound | 0.7651
2832 | QFQP0001 | RAF MILDENHALL WASTE ANNEX SITE # 1 | QFQE | RAF MILDENHALL | AFACT | ROOKERY DRIVE | United Kingdom | Not Applicable | Mildenhall |  | 1.13 | 106 | British Pound | 0.7651
3008 | QNDN0001 | RAF MOLESWORTH STORAGE ANX NO 12 SITE # 1 | AEDY | RAF ALCONBURY | AFACT | COCKBROOK | United Kingdom | Not Applicable | Brington |  | 1.13 | 106 | British Pound | 0.7651
3009 | QNDR0001 | RAF MOLESWORTH SITE # 1 | AEDY | RAF ALCONBURY | AFACT | BRINGTON | United Kingdom | Not Applicable | Brington |  | 1.13 | 106 | British Pound | 0.7651
3202 | TWVD0001 | RAF BRAMPTON FAMILY HOUSING ANX SITE # 1 | AEDY | RAF ALCONBURY | AFACT | RECTORY | United Kingdom | Not Applicable | Brington |  | 1.13 | 106 | British Pound | 0.7651
183924 | 82387-10031 | 100TH AIR REFUELINGG MILDENHALL | 82387 | JOINT RECRUITING PROGRAM | ARACT | 100TH AIR REFUELINGG UNIT 4890 | United Kingdom | Not Applicable | Mildenhall |  | 1.13 | 106 | British Pound | 0.7651
1827 | GCTW0001 | ERISWELL FAMILY HOUSING ANNEX SITE # 1 | MSET | RAF LAKENHEATH | AFACT | EARLSFIELD | United Kingdom | Not Applicable |  |  | 1.18 | 1.11 | British Pound | 0.7651
2070 | GPLS0001 | RAF FELTWELL SITE # 1 | MSET | RAF LAKENHEATH | AFACT | BIRDSVIEW | United Kingdom | Not Applicable | Feltwell |  | 1.18 | 1.11 | British Pound | 0.7651
2470 | MSET0001 | RAF LAKENHEATH SITE # 1 | MSET | RAF LAKENHEATH | AFACT | RADCLIFFE | United Kingdom | Not Applicable |  |  | 1.18 | 1.11 | British Pound | 0.7651
3201 | TWVC0001 | RAF ELY FAMLY HOUSING ANNEX SITE # 1 | MSET | RAF LAKENHEATH | AFACT | KILKENNY | United Kingdom | Not Applicable | Ely |  | 1.18 | 1.11 | British Pound | 0.7651
3309 | WBGA0001 | ST CROIX ANG STATION SITE # 1 | TUMR | LUIS MUNOZ MARIN IAP | AFGUARD |  | Virgin Islands | Not Applicable | Kingshill |  | 1.49 | 1.33 | Bahamian Dollar | 1.0001
3674 | VQ861 | 210TH RTI HAMS BLUFF | VQ0NG | US VIRGIN ISLANDS NATIONAL GUARD | ARGUARD | #15 Estate Hams Bluff | Virgin Islands | Not Applicable | Frederiksted |  | 1.49 | 1.33 | Bahamian Dollar | 1.0001
3692 | VQ859 | AAOF BLAIR HANGAR | VQ0NG | US VIRGIN ISLANDS NATIONAL GUARD | ARGUARD | Plot 25 Negro Bay | Virgin Islands | Not Applicable | Frederiksted |  | 1.49 | 1.33 | Bahamian Dollar | 1.0001
4017 | VQA35 | BETHLEHEM 40 ACRE WETS | VQ0NG | US VIRGIN ISLANDS NATIONAL GUARD | ARGUARD | (Need) | Virgin Islands | Not Applicable | Christiansted |  | 1.49 | 1.33 | Bahamian Dollar | 1.0001
4018 | VQ87A | BETHLEHEM MILITARY COMPOUND | VQ0NG | US VIRGIN ISLANDS NATIONAL GUARD | ARGUARD | 10A/18 Est. Bethlehem | Virgin Islands | Not Applicable | Christiansted |  | 1.49 | 1.33 | Bahamian Dollar | 1.0001
5629 | VQA15 | JOINT FORCE HEADQUARTERS | VQ0NG | US VIRGIN ISLANDS NATIONAL GUARD | ARGUARD | 4031 La Grande Princesse Lot 1B | Virgin Islands | Not Applicable | Christiansted |  | 1.49 | 1.33 | Bahamian Dollar | 1.0001
7343 | VQ860 | SPRAT HALL | VQ0NG | US VIRGIN ISLANDS NATIONAL GUARD | ARGUARD | 111 Armory Drive | Virgin Islands | Not Applicable | Frederiksted |  | 1.49 | 1.33 | Bahamian Dollar | 1.0001
170251 | VQA06 | ESTATE NAZARETH MILITARY COMPOUND | VQ0NG | US VIRGIN ISLANDS NATIONAL GUARD | ARGUARD |  | Virgin Islands | Not Applicable | Charlotte Amalie |  | 1.49 | 1.33 | Bahamian Dollar | 1.0001
170460 | VQA04 | GRAMBOKO SITE | VQ0NG | US VIRGIN ISLANDS NATIONAL GUARD | ARGUARD |  | Virgin Islands | Not Applicable | Charlotte Amalie |  | 1.49 | 1.33 | Bahamian Dollar | 1.0001
183041 | 82387-12523 | NISKY CHARLOTTE AMALIE | 82387 | JOINT RECRUITING PROGRAM | ARACT | 8000 NISKY NISKY SHOPPING CENTER | Virgin Islands | Not Applicable | Charlotte Amalie |  | 1.49 | 1.33 | Bahamian Dollar | 1.0001
185323 | 710899 | 4500 MINI MALL SUNNY ISLE SHOPPING CENTER CHRISTIANSTED | 82387 | JOINT RECRUITING PROGRAM | ARACT | 4500 SUNNY ISLE STE SUNNY ISLE SHOPPING | Virgin Islands | Not Applicable | Christiansted |  | 1.49 | 1.33 | Bahamian Dollar | 1.0001
185324 | VQ0NG-10001 | 4031 ESTATE LA GRANDE PRINCESS CHRISTIANSTED | VQ0NG | US VIRGIN ISLANDS NATIONAL GUARD | ARGUARD | 4031 ESTATE LA GRANDE PRINCESS VI NATIONAL GUARD | Virgin Islands | Not Applicable | Christiansted |  | 1.49 | 1.33 | Bahamian Dollar | 1.0001
185505 | VQ0NG-10002 | RR 2 BOX 9200 KINGSHILL | VQ0NG | US VIRGIN ISLANDS NATIONAL GUARD | ARGUARD | RR 2 BOX 9200 US PROPERTY AND FISCAL OFFICER NG | Virgin Islands | Not Applicable | Kingshill |  | 1.49 | 1.33 | Bahamian Dollar | 1.0001
191056 | N00207-UR | UNDERWATER RANGE USVI | N00207 | NAS JACKSONVILLE FL | ARACT |  | Virgin Islands | Not Applicable | Unknown |  | 1.49 | 1.33 | Bahamian Dollar | 1.0001
3400 | YGFZ0001 | WAKE ISLAND AIRFIELD SITE # 1 | KNMD | HICKAM AFB | AFACT | HICKAM | Wake Island | Not Applicable | Wake Island |  | 2.63 | 2.39 | Dollar | 1

## Table 4-2
Table 4-2: Military Construction Escalation Rates
Historical |  |  | Budget Guidance |  | Projected
Month-Year | ENR Indices (raw) | DoD SPI (ACTUAL) | FY | Annual Escalation Rate | Midpoint of Constr | Escalation Factor
| (Note 1) | (Note 2) |  | (Note 3) | (Note 4) | (Note 5)
2007-10-15 18:00 | 4535 | 100
2008-10-15 |  | 104.89
2009-10-15 06:00 |  | 98.32
2010-10-15 12:00 |  | 96.83
2011-10-15 18:00 |  | 99.3
2012-10-15 |  | 101.04
2013-10-13 |  | 104.62
2014-10-13 |  | 108.88
2015-10-13 |  | 113.31
2016-10-16 |  | 117.64
2017-10-01 |  | 122.32 |  |  | 2017-10-11 | 1
|  |  | 2018 | 1.9% | 2018-10-10 | 1.019
|  |  | 2019 | 2% | 2019-10-10 | 1.0394
|  |  | 2020 | 2% | 2020-10-10 | 1.0602
|  |  | 2021 | 2% | 2021-10-10 | 1.0814
|  |  | 2022 | 2% | 2022-10-10 | 1.103
|  |  | 2023 | 2% | 2023-10-10 | 1.1251
Note 1: The historical index through October 2007 is the Engineering News Record Building Construction Index (ENR BCI).
Note 2: The historical index from October 2007 is the DoD Selling Price Index (SPI), representing the average of the RLB Construction Cost Index, Turner Construction Cost Index, and Saylor Subcontracting Index. DoD established the SPI to more accurately represent actual (historical) market escalation as experienced by DoD as the project owner for the type of construction in the portfolio. Previously, DoD used the Engineering News Record Building Cost Index (BCI). The BCI tracks the cost of three basic materials and one skilled labor type, but does not account for other pricing influences (such as risk and competition) that impact total delivered price to the project owner. Saylor ceased publishing their index in October 2009, and the BLS PPI for NAICS 236223 is now the third index used in the computation.
Note 3: Annual Inflation Guidance rates for military construction budget authority published by USD (Comptroller) on 22 December 2017, Inflation Guidance for FY 2019 Budget Submission
Note 4: Midpoint of construction is the assumed month and year half way through a typical 15 month project awarded in April of the fiscal year. Interpolate between published escalation factors as necessary.
Note 5: The escalation factor for each year is the cumulative (compounded) annual inflation rate from the base year. Use these factors to escalate project estimates using unit costs in Table 2 to the expected midpoint of construction, in accordance with UFC 3-730-01.

## Table 4-3
Table 4-3: PRV Escalation Rates
Budget Guidance |  | Projected
FY | Annual Escalation Rate | End of Fiscal Year | Escalation Factor
| (Note 1) |  | (Note 2)
|  | 2017 | 1
2018 | 1.9% | 2018 | 1.019
2019 | 2% | 2019 | 1.0394
2020 | 2% | 2020 | 1.0602
2021 | 2% | 2021 | 1.0814
2022 | 2% | 2022 | 1.103
2023 | 2% | 2023 | 1.1251
Note 1: Annual rates for military construction budget authority published by USD (Comptroller) on 22 December 2017.
Note 2: Use these factors to adjust plant replacement value to the target year.

## Table 4-4
Table 4-4: Operation and Maintenance Escalation Rates
Budget Guidance |  | Projected
FY | Annual Escalation Rate | Program Year | Escalation Factor
| (Note 1) |  | (Note 2)
|  | 2017 | 1
2018 | 1.7% | 2018 | 1.017
2019 | 1.8% | 2019 | 1.0353
2020 | 2% | 2020 | 1.056
2021 | 2% | 2021 | 1.0771
2022 | 2% | 2022 | 1.0987
2023 | 2% | 2023 | 1.1206
Note 1: Annual rates for O&M budget authority published by USD (Comptroller) on 22 December 2017.
Note 2: Use these factors to adjust sustainment and operation costs to future years.