## 1-FMS-NET Flat File- For WOs (hidden)
THIS SPEC SHEET DOES NOT APPLY FOR NEW CONSTRUCTION
WORK ORDER DATA FOR PWBL
0 | SPM Label in Work Order | Field Type | NULLABLE | Default if Left NULL | Length | Field Name | Direct Entry Required? | Data element Definitions. Fields 1-35 are required for PWBL work orders. Required Fields correspond to Nullable = N
1 | Approved Date | datetime | y | (date format: mm/dd/yyyy hh:mi:ss) |  | WO8 |  | Date/time when WO was approved. Can KTR approve WOs? What if approved but not sent at same time?
2 | Work Type | VARCHAR2(15) | N |  | 15 | WORKTYPE |  | Work Type category. Need to provide LOV to KTR. Provide by FEC POC
3 | Customer Work Order Number. Customer Reference No. | VARCHAR2(20) | N |  | 20 | WO4 |  | Customers work order number ie DMLSS interface
4 | DESCRIPTION | VARCHAR2(150) | Y |  | 150 | DESCRIPTION |  | Short description of work to be performed.
5 | Location: | VARCHAR2(30) | N | Base location for site | 30 | LOCATION |  | Building number ie WNY-212 Provide by FEC POC
6 | Reported By: / Requested By: | VARCHAR2(30) | Y |  | 30 | REPORTEDBY |  | Name of person who reported requirement.
7 | WO13 | VARCHAR2(1) | Y |  | 1 | WO13 |  | Custom field for internal use
8 | Status: | VARCHAR2(12) | N |  | 12 | STATUS |  | Status of WO. Need to provide LOV to KTR. Provide by FEC POC
9 | Status Date: | datetime | N | (date format: mm/dd/yyyy hh:mi:ss) |  | STATUSDATE |  | date staus change was made, system generated
10 | WO Priority: | INTEGER | Y |  |  | WOPRIORITY |  | Indicator of priority of WO. Who assigns?
11 | Actual Start: | datetime | y | ACTFINISH |  | ACTSTART |  | Date/time when work was started on the WO. Used for calculating response times.
12 | Actual Finish: | datetime | y |  |  | ACTFINISH |  | Date/time when work was completed on the WO. Used for calculating completion time metric.
13 | Supervisor/Person: | VARCHAR2(25) | Y |  | 25 | LEADCRAFT |  | Supervisor of person performing work.
14 | Labor Hours: Actual Column | FLOAT | N |  |  | ACTLABHRS | Equip or Trans? | Actual hours of labor for WO.
15 | Labor Cost: Actual Column | NUMBER(10,2) | y |  |  | ACTLABCOST |  | Actual cost of labor for WO.
16 | Material Cost: Actual Column | NUMBER(10,2) | N |  |  | ACTMATCOST |  | Actual material cost for WO.
17 | Estimated Duration: | FLOAT | N |  |  | ESTDUR |  | Estimated duration of work. Why is this needed for work already performed?
18 | Equipment: | VARCHAR2(25) | Y |  | 25 | EQNUM |  | Equipment number from label on equipment
19 | Target: Finish Column | datetime | y |  |  | TARGCOMPDATE |  | Calculated fields
20 | Target: Start Column | datetime | y |  |  | TARGSTARTDATE |  | Calculated fields
21 | Report Date: / Request Date: | datetime | Y |  |  | REPORTDATE |  | Date requirement was reported.
22 | Lead Craft: | VARCHAR2(25) | Y |  | 25 | SUPERVISOR |  | Lead trade involved in work.
23 | Scheduled: Start Column | datetime | Y |  |  | SCHEDSTART |  | Need scheduled start
24 | Scheduled: Finish Column | datetime | Y |  |  | SCHEDFINISH |  | Need scheduled finish
25 | Modified Date: | datetime | Y |  |  | CHANGEDATE |  | Last Date when WO was changed
26 | Modified By: | VARCHAR2(25) | Y |  | 25 | CHANGEBY |  | Name of person who changed the WO.
27 | PMNEXTDUEDATE | datetime | Y |  |  | PMNEXTDUEDATE |  | Date next PM is due.
28 | Is Task? | VARCHAR2(1) | Y |  | 1 | ISTASK |  | For internal reference only
29 | Parent WO: | VARCHAR2(10) | Y | (FYI: Legacy value of parent) | 10 | PARENT |  | Maximo WO number of parent WO. Will be provide as needed.
30 | Work Order: | VARCHAR2(10) | Y |  | 10 | WONUM |  | Maximo Work Order number. Generated by Maximo
31 | Addtl. Loc. Info | VARCHAR2 (250) | Y |  | 250 | WOEQ3 |  | This field provides more description information for locating specific equipment in the building
32 | CLIN# | VARCHAR2(30 | Y |  | 30 | WOPM6 |  | CLINs will show up as 0001, 0002, 0003, etc, which reflect the contract year of performance. CLIN 0001 would be the firm fixed price base year, 0002 is IDIQ base year, 0003 FFP second year, etc. No note provided.
33 | Cust. Ref Code | VARCHAR2(8) | Y |  | 8 | WOPM7 |  | Internal Navfac FEC valve list will be provided to KTR
34 | Sub Work Type | VARCHAR2(15) | Y |  | 15 | WOPM5 |  | Sub-work type of WO. Need to provide LOV to KTR. Provide by FEC POC
35 | Work Center / Financial Work Center: | VARCHAR2(8) | Y |  | 8 | WOASSIGNMNTQUEUEID |  | Work center to be assigned to KTR by FEC poc
36 | SPM Label in Work Order | TYPE | NULLABLE | DEFAULT | Length | (NET) COLUMN |  | All the data fields from #36 onwards are required for PWBL BSVE work orders only
37 | Actual Service Cost: | NUMBER | N |  | 22 | ACTSERVCOST |  | BSVE POC will confirm usage and requirements by KTR. Refer to BSVE guidelines
38 | ACTTOOLCOST | NUMBER | N |  | 22 | ACTTOOLCOST |  | BSVE POC will confirm usage and requirements by KTR. Refer to BSVE guidelines
39 | AISCHECKBOX | VARCHAR2 | N | N | 1 | AISCHECKBOX |  | BSVE POC will confirm usage and requirements by KTR. Refer to BSVE guidelines
40 | CALCPRIORITY | NUMBER | Y |  | 22 | CALCPRIORITY |  | BSVE POC will confirm usage and requirements by KTR. Refer to BSVE guidelines
41 | Change Status on Child Work Orders? | VARCHAR2 | N |  | 1 | CHANGECHILDSTATUS |  | BSVE POC will confirm usage and requirements by KTR. Refer to BSVE guidelines
42 | CHARGESTORE | VARCHAR2 | N |  | 1 | CHARGESTORE |  | BSVE POC will confirm usage and requirements by KTR. Refer to BSVE guidelines
43 | Created Date of work order | DATE | Y | SYSDATE | 7 | CREATED |  | Date/time when WO was created. If contractor is creating the WO in his system and sending to us, is this a system created date for when the record is created in Maximo?
44 | Person creating the work order | VARCHAR2 | Y | USER | 30 | DB_USER |  | Name of person who created the WO.
45 | DEF_EXT9 | VARCHAR2 | Y | UP | 4 | DEF_EXT9 |  | BSVE POC will confirm usage and requirements by KTR. Refer to BSVE guidelines
46 | DISABLED | VARCHAR2 | Y |  | 1 | DISABLED |  | Is the vehicle disable ( Y or N )
47 | DOWNTIME | VARCHAR2 | Y |  | 1 | DOWNTIME |  | BSVE POC will confirm usage and requirements by KTR. Refer to BSVE guidelines
48 | DSP_SHOW | VARCHAR2 | N |  | 1 | DSP_SHOW |  | values in database Y or N function unknown
49 | Entered By: | VARCHAR2 | Y |  | 25 | ENTERED_BY |  | Name of person who entered the WO.
50 | Entered Date: | DATE | Y |  | 7 | ENTERED_DATE |  | Date/time WO was entered. How is this different from Created?
51 | Eq Priority: | NUMBER | Y |  | 22 | EQLOCPRIORITY |  | BSVE POC will confirm usage and requirements by KTR. Refer to BSVE guidelines
52 | Estimate at Approval Labor Cost | NUMBER | N |  | 22 | ESTATAPPRLABCOST |  | Estimated cost of labor. Refer to BSVE guidelines for more info
53 | Estimate at Approval Labor Hours | FLOAT | N |  | 22 | ESTATAPPRLABHRS |  | Estimated hours of labor. BSVE POC will confirm usage and requirements by KTR. Refer to BSVE guidelines
54 | Estimate at Approval Material Cost | NUMBER | N |  | 22 | ESTATAPPRMATCOST |  | Estimated cost of material. BSVE POC will confirm usage and requirements by KTR. Refer to BSVE guidelines
55 | Estimate at Approval Service Cost | NUMBER | N |  | 22 | ESTATAPPRSERVCOST |  | BSVE POC will confirm usage and requirements by KTR. Refer to BSVE guidelines
56 | Estimate at Approval Billing Cost | NUMBER | N |  | 22 | ESTATAPPRTOOLCOST |  | BSVE POC will confirm usage and requirements by KTR. Refer to BSVE guidelines
57 | Current Estimate Labor Cost | NUMBER | N |  | 22 | ESTLABCOST |  | Estimated cost of labor. BSVE POC will confirm usage and requirements by KTR. Refer to BSVE guidelines
58 | Current Estimate Labor Hours | FLOAT | N |  | 22 | ESTLABHRS |  | Estimated hours of labor. BSVE POC will confirm usage and requirements by KTR. Refer to BSVE guidelines
59 | Current Estimate Material Cost | NUMBER | N |  | 22 | ESTMATCOST |  | Estimated cost of material. BSVE POC will confirm usage and requirements by KTR. Refer to BSVE guidelines
60 | Current Estimate Service Cost | NUMBER | N |  | 22 | ESTSERVCOST |  | BSVE POC will confirm usage and requirements by KTR. Refer to BSVE guidelines
61 | Current Estimate Billing Cost | NUMBER | N |  | 22 | ESTTOOLCOST |  | BSVE POC will confirm usage and requirements by KTR. Refer to BSVE guidelines
62 | EXPDONE | VARCHAR2 | Y |  | 25 | EXPDONE |  | BSVE POC will confirm usage and requirements by KTR. Refer to BSVE guidelines
63 | Service Code: | VARCHAR2 | Y |  | 15 | FAILURECODE |  | BSVE POC will confirm usage and requirements by KTR. Refer to BSVE guidelines
64 | HASCHILDREN | VARCHAR2 | N |  | 1 | HASCHILDREN |  | Used if parent Workorder has children
65 | Has Follow Up Work? | VARCHAR2 | N |  | 1 | HASFOLLOWUPWORK |  | Yes/No to indicate follow-up work is required.
66 | HISTORYFLAG | VARCHAR2 | N |  | 1 | HISTORYFLAG |  | BSVE POC will confirm usage and requirements by KTR. Refer to BSVE guidelines
67 | Interruptible? | VARCHAR2 | N |  | 1 | INTERRUPTABLE |  | Yes/No to indicate if work can be interrupted.
68 | Fleet Credit Card Issued? | CHAR | Y |  | 1 | NET_CARD_ISSUED |  | Yes/No if Fleet Card issued. BSVE POC will confirm usage and requirements by KTR. Refer to BSVE guidelines
69 | NET_CUST_ASSGNMNT | VARCHAR2 | Y |  | 30 | NET_CUST_ASSGNMNT |  | BSVE POC will confirm usage and requirements by KTR. Refer to BSVE guidelines
70 | Down Hard? | CHAR | Y |  | 1 | NET_DOWN |  | Yes/No if asset is down hard. Need to define "down hard".
71 | Estimated Duration: | NUMBER | Y |  | 22 | NET_DURATION |  | Estimated duration of work. Why is this needed for work already performed?
72 | Vehicle Type: | VARCHAR2 | Y |  | 25 | NET_EQ_TYPE |  | Type of vehicle. Need to provide LOV to KTR.
73 | Ending Hours: / Current Hours: | NUMBER | Y |  | 22 | NET_HRS_END |  | Ending reading from hour indicator for equipment on this WO.
74 | Starting Hours: / Hours LTD: | NUMBER | Y |  | 22 | NET_HRS_START |  | Starting reading from odometer on each piece of equipment used under this WO.
75 | Ending Odometer / Current Odometer: | NUMBER | Y |  | 22 | NET_ODOMETER_END |  | Ending reading from odometer for equipment on this WO.
76 | Start Odometer / Odometer LTD: | NUMBER | Y |  | 22 | NET_ODOMETER_START |  | Starting reading from hour indicator on each piece of equipment used under this WO.
77 | NET_RECORD | CHAR | Y |  | 1 | NET_RECORD |  | Unknown. What is desired? Is this needed?
78 | Rental Type: | CHAR | Y |  | 1 | NET_RENTAL_TYPE |  | Not clear. Need list of values.
79 | OUTLABCOST | CHAR | Y |  | 1 | OUTLABCOST |  | BSVE POC will confirm usage and requirements by KTR. Refer to BSVE guidelines
80 | OUTMATCOST | CHAR | Y |  | 1 | OUTMATCOST |  | BSVE POC will confirm usage and requirements by KTR. Refer to BSVE guidelines
81 | OUTTOOLCOST | VARCHAR2 | N |  | 8 | OUTTOOLCOST |  | BSVE POC will confirm usage and requirements by KTR. Refer to BSVE guidelines
82 | Requestor Phone: | VARCHAR2 | Y |  | 20 | PHONE |  | Phone number of person reporting requirement. Is this normally different than customer number?
83 | Driver Required | VARCHAR2 | N |  | 1 | PLUSTDRIVERREQ |  | Yes/No if driver is required with the equipment.
84 | PLUSTFULLCOVERAGE | VARCHAR2 | N |  | 1 | PLUSTFULLCOVERAGE |  | BSVE POC will confirm usage and requirements by KTR. Refer to BSVE guidelines
85 | Possible Warranty? | VARCHAR2 | N |  | 1 | PLUSTHASWARRANTY |  | Yes/No to indicate if warranty is involved. Is this same as "Warranty Situation Present", number 90?
86 | PLUSTFULLCOVERAGE | VARCHAR2 | Y | N | 1 | PLUSTFULLCOVERAGE |  | BSVE POC will confirm usage and requirements by KTR. Refer to BSVE guidelines
87 | Maintenance Alert? | VARCHAR2 | Y | N | 1 | PLUSTMALERT |  | BSVE POC will confirm usage and requirements by KTR. Refer to BSVE guidelines
88 | Equipment Repair Limit: | VARCHAR2 | Y |  | 1 | PLUSTREPAIRLMTAMT |  | Dollar cost limit for repairs. How does this correspond to contract trouble call limits?
89 | Services? | NUMBER | Y | N | 22 | PLUSTVEND |  | BSVE POC will confirm usage and requirements by KTR. Refer to BSVE guidelines
90 | Warranty Situation Present? | VARCHAR2 | Y |  | 1 | PLUSTWARRPRESENT |  | Yes/No to indicate if warranty is involved. Is this same as "Possible Warranty", number 85?
91 | Requested By: | VARCHAR2 | Y |  | 30 | REPORTEDBY |  | BSVE POC will confirm usage and requirements by KTR. Refer to BSVE guidelines
92 | WFACTIVE | VARCHAR2 | N |  | 1 | WFACTIVE |  | BSVE POC will confirm usage and requirements by KTR. Refer to BSVE guidelines
93 | POC / Customer POC: | VARCHAR2 | Y |  | 72 | WO1 |  | Name of customer.
94 | POC Phone: | VARCHAR2 | Y |  | 50 | WO2 |  | Phone number of customer.
95 | WO7 | VARCHAR2 | Y | N | 1 | WO7 |  | BSVE POC will confirm usage and requirements by KTR. Refer to BSVE guidelines
96 | NAVFAC Category: | VARCHAR2 | Y |  | 1 | WO15 |  | BSVE POC will confirm usage and requirements by KTR. Refer to BSVE guidelines
97 | Activity UIC: | VARCHAR2 | Y |  | 15 | WO18 |  | UIC to reflect the activity/installation where work is performed. Need to provide this to KTR.
98 | Charging Cost Ctr: | VARCHAR2 | Y |  | 6 | WOEQ2 |  | BSVE POC will confirm usage and requirements by KTR. Refer to BSVE guidelines
99 | Equipment POC: | VARCHAR2 | Y |  | 50 | WOEQ4 |  | POC for questions about the piece of equipment.
100 | POC Phone: | VARCHAR2 | Y |  | 30 | WOEQ5 |  | Is this duplicate of 94?
101 | Critical? | VARCHAR2 | Y |  | 1 | WOEQ7 |  | BSVE POC will confirm usage and requirements by KTR. Refer to BSVE guidelines
102 | WOEQ8 | VARCHAR2 | Y |  | 25 | WOEQ8 |  | BSVE POC will confirm usage and requirements by KTR. Refer to BSVE guidelines
103 | Phone: | VARCHAR2 | Y |  | 15 | WOLO10 |  | BSVE POC will confirm usage and requirements by KTR. Refer to BSVE guidelines
104 | Location POC: | VARCHAR2 | Y |  | 25 | WOLO9 |  | BSVE POC will confirm usage and requirements by KTR. Refer to BSVE guidelines
105 | WOWQ1 | NUMBER | Y |  | 22 | WOWQ1 |  | BSVE POC will confirm usage and requirements by KTR. Refer to BSVE guidelines
106 | WOWQ2 | NUMBER | Y |  | 22 | WOWQ2 |  | BSVE POC will confirm usage and requirements by KTR. Refer to BSVE guidelines
107 | GL Account: | VARCHAR2 | Y |  | 25 | GLACCOUNT |  | GL Account for charges. BSVE FEC POC will provide more details
Note on H3: This column will be filled out once Work Order Tracking in MAXIMO 7.1 is available for UAT. KTR will have access to WO Tracking module to enter completion info for their work orders. For NEW equipment they have to fill out XL template sheets
Note on H57: Fields from 36 onwards are required only for BSVE work orders. All Facility work orders need data only upto item 35
Note on I3: william.r.schoen: These are my interpretations of what data is required.

## Flat File - Equipment Data
FACILITY EQUIPMENT DATA
For DYNAMIC EQUIPMENT
Flat File Form Revision 11/11/ 2011
Populated By | By KTR using Government info | By KTR | By KTR using Government info | By KTR using Government info | By KTR using Government info | By KTR using Government info | By KTR using Government info | By KTR using Government info | By KTR using Government info | By KTR using Government info | By KTR using Government info | By KTR using Government info | By KTR using Government info | By KTR | By KTR | By KTR | By KTR | By KTR | By KTR | By KTR | By KTR | by KTR | By KTR | By KTR | By KTR | By KTR | By KTR | By KTR | By KTR | By KTR | By KTR | By KTR | By KTR | By KTR | By KTR using Government info | By KTR
Column Name | Asset ID | Asset Description | ORG_ID | Site_ID | Building Name | Asset Type | Inventory Category | Location Code | Design Life | FCI | Remaining Service Life | DCR | Work Center | Belongs To ( Parent Asset ID ) | Contract Number | Task/ Delivery Order Num | Drawing Reference ID | Location Description | Master System Uniformat | System Uniformat | Subsystem Uniformat | Quantity | Install Date | Replacement Cost | Manufacturer | Model Number | Serial Number | Manufacturer Warranty End Date | Warranty Company Info | Comments | Status Date | Asset Status | UEM Classification-ID | UEM Classification Description | Job Plan Code | Equipment Tag Number

## Flat File-Non_Equip_Data
FACILITY NON-EQUIPMENT DATA
Provide Data in COMPONENT INVENTORY MANAGEMENT UNITS - CIMU
Flat File Form Revision 11/ 11/ 2011
Populated By | By KTR using Government info | By KTR | By KTR using Government info | By KTR using Government info | By KTR using Government info | By KTR using Government info | By KTR using Government info | By KTR using Government info | By KTR using Government info | By KTR using Government info | By KTR using Government info | By KTR | By KTR | By KTR | By KTR | By KTR | By KTR | By KTR | By KTR | By KTR | By KTR | By KTR | By KTR | By KTR | By KTR
Column Name | Asset ID | Asset Description | ORG_ID | Site_Id | Asset Type | Inventory Category | Design Life | FCI | DCR | Building Name | Location Code | Contract Number | Task-Delivery Order Num | Drawing Reference Id | Notes on CIMU structure | Master System | System Uniformat | Sub System Uniformat | Quantity | Install Date | Remaining Service Life | Replacement Cost | Warranty End Date | Warranty Company Info | Comments

## NEW-RENOVATION Schema
NEW - RENOVATION SCHEMA
Revised 11/11/ 2011
|  | 5) CIMU ( Component Inventory Management Unit ) | [7 empty] | 5)NEW EQUIPMENT
| This sheet provides info on data required by NAVFAC from NEW CONSTRUCTION/RENOVATION projects | [7 empty] | This sheet provides info on data required by NAVFAC from NEW CONSTRUCTION/RENOVATION projects
| CIMU data is required when ANY work is done that changes the FACILITY structure or CIMU hierarchy and asset VALUE is > $2500 | [7 empty] | EQUIPMENT data is required when ANY work is done that adds/replaces any existing NAVFAC Asset/Equipment of VALUE > $2500
| KTR should also include Work Order, Project, Contract Ref in which the work was done. | [7 empty] | KTR should also include Work Order, Project, Contract Ref in which the work was done.
| NON-EQUIPMENT FACILITY CIMU DATA | [7 empty] | NEW ASSET ( Dynamic Equipment ) Data
0 | Column Name | Sample Data | Populated By | Required | Field Type | Length | Comments | 0 | Column Name | Sample Data | Populated By | Required | Field Type | Length | Definitions/Comments
1 | ORG_ID | NAVFAC Wash | By NAVFAC | y | TEXT | 8 | Corresponds to FEC Identifier. Remains unchanged | 1 | ORG_ID | NAVFAC EURAFSWA | By NAVFAC | y | TEXT | 8 | Corresponds to FEC Identifier. Remains unchanged for NAVFAC
2 | Site_Id | PWDWASH | By NAVFAC | y | TEXT | 8 | Corresponds to Base Area Identifier. Site Name (iNFADS)-The common identification or name for the site assigned by the Military Service, Washington HQ Service (WHS), or Agency. | 2 | Site_Id | PWD Rota | By NAVFAC | y | TEXT | 8 | Corresponds to Base Area Identifier. Site Name (iNFADS)-The common identification or name for the site assigned by the Military Service, Washington HQ Service (WHS), or Agency.
3 | [7 empty] | 3 | Belongs To ( Parent Eq ID ) |  | By KTR | y | TEXT | 50 | If equipment is part of a assembly OR belongs to a larger unit. If Inventory Caegory is BOTH, then leave blank.
4 | Contract Number |  | By KTR | y | TEXT | 25 | Contract No. or Project Reference on which work is being done | 4 | Contract Number |  | By KTR | y | TEXT | 25 | Contract No. or Project Reference on which work is being done
5 | Task-Delivery Order Num |  | By KTR | y | TEXT | 25 | Task Order # or delivery order number for the project where work is being done. | 5 | Task-Delivery Order Num |  | By KTR | y | TEXT | 25 | Task Order # or delivery order number for the project where work is being done.
6 | Building Name | 0022 - NAVFAC | Get Info from NAVFAC | y | TEXT | 100 |  | 6 | Building Name | 0001 - TRANSMITTER BUILDING | By KTR with informaion provided by NAVFAC | y | TEXT | 100
7 | Drawing Reference Id |  | by KTR | y | TEXT | 50 | Drawing Reference # for the Asset. Give AS BUILT drawing reference where this asset can be found. This is to help users locate equipment and related drawings | 7 | Drawing Reference Id |  | By KTR | y | TEXT | 50 | Drawing Reference # for the Asset. Give AS BUILT drawing reference where this asset can be found. This is to help users locate equipment and related drawings
8 | Asset ID |  | By KTR | Y |  |  | Refer notes in comment | 8 | Equipment ID | BAP2X0033012 | By KTR | Y | TEXT | 25 | Existing MAXIMO ID
9 | Asset Type |  | By NAVFAC |  |  |  | Value will be Facilities OR Utilities | 9 | Asset Type |  | By KTR with informaion provided by NAVFAC |  |  |  | For the New Equipment flat file use Real Property Inventory Equipment (RPIE), UEM or both. Enter CIMU for the Non-equipment (CIMU) flat file
10 | Asset Description | Smoke Alarms | By KTR |  | TEXT | 100 | 20 smoke alarms located in 3 floors | 10 | Asset Description |  | By KTR with informaion provided by NAVFAC |  |  |  | Data is required only if item is a CIMU
11 | Inventory Category | Default to BLANK | By NAVFAC | y | TEXT | 4 | Default to CIMU for all records | 11 | Inventory Category | Default to BLANK | By KTR with informaion provided by NAVFAC | y | TEXT | 4 | RPIE: Real Property Inventory Equipment, OR BOTH
12 | [7 empty] | 12 | Location Description | ROOF TOP Pacakged Heat Pump | By KTR |  | TEXT | 100 | More details on how/where to find the equipment within the building; should include specific location, room no./name
13 | Location Code | NORFOLK_Z140 | Get Info from NAVFAC | y | TEXT | 30 | Building location code where CIMU is located | 13 | Location Code | NORFOLK_Z140 | By KTR with informaion provided by NAVFAC | y | TEXT | 30 | Building location code where equipment is located; should include Base/area and Building number
14 | Notes on CIMU structure | CIMU Notes | By KTR |  | TEXT | 100 | How does CIMU relate to structure and other CIMU's | 14
15 | [7 empty] | 15 | Equipment Description | RTU Pump | By KTR |  | TEXT | 100 | Detailed equipment description to identify unit
16 | Master System | 13 items | by KTR | y | TEXT | 50 | Pick from Value List given in Master-System Uniformat Tab | 16 | Master System | 13 items | By KTR | y | TEXT | 50 | Pick from Value List given in Master-System Uniformat Tab
17 | System | 116 items | By KTR | y | TEXT | 50 | Pick from Value List given in Master-System Uniformat Tab | 17 | System | 116 items | By KTR | y | TEXT | 50 | Pick from Value List given in Master-System Uniformat Tab
18 | Sub System | 760 items | By KTR | y | TEXT | 50 | Pick from Value List given in Master-System Uniformat Tab | 18 | Sub System | 760 items | By KTR | y | TEXT | 50 | Pick from Value List given in Master-System Uniformat Tab
19 | Quantity | 20 smoke detectors | By KTR | y | NUMERIC | DECIMAL | Qty of items that comprise the CIMU. Can be 1 or more | 19 | Equipment Qty | 1 | By KTR | y | NUMERIC | DECIMAL | Quantity is set to 1.
20 | Design Life | 5 | By NAVFAC |  | TEXT | 38 |  | 20 | DesignLife | 15 | By KTR with informaion provided by NAVFAC |  | TEXT | 38
21 | InstallDate | 2008 | By KTR | y | DATE |  | Use BOD date. Install date of the RPIE. | 21 | InstallDate | 2008 | By KTR | y | DATE |  | Date when equipment was certified or put into operation if date is before BOD . Otherwise, use BOD date.
22 | FCI | 100 | By NAVFAC |  | NUMERIC | DECIMAL | Facility Condition Index | 22 | FCI |  | By KTR with informaion provided by NAVFAC |  |  |  | FCI is NOT necessary for RPIE. FCI is a single value for a building and is calculated with the sum of all the building's deficiencies.
23 | Remaining Service Life | 5 | By KTR |  | NUMERIC | DECIMAL | For new equipment is generally equal to design life | 23 | Remaining Service Life | 15 | By KTR with informaion provided by NAVFAC |  | NUMERIC | DECIMAL | Generally equal to design life for new structures and equipment. Actual remaining service life of the RPIE.
24 | DCR | A+ | By NAVFAC |  | TEXT | 25 | Direct Condition Rating | 24 | DCR |  | By KTR with informaion provided by NAVFAC |  |  |  | DCR is NOT necessary for RPIE. DCR is handled at the CIMU level.
25 | Replacement Cost | 20*150=$3000 | By KTR | y | NUMERIC | DECIMAL |  | 25 | Replacement Cost | Unit Cost x QTY | By KTR | y | NUMERIC | DECIMAL | Unit Cost plus labor
[8 empty] | 26 | Manufacturer | MCQUAY | By KTR | y | TEXT | 30
[8 empty] | 27 | Model Number | 0AH055FVDC | By KTR | y | TEXT | 50
[8 empty] | 28 | Serial Number | FB0404020053 | By KTR | y | TEXT | 50
[8 empty] | 29 | Manufacturer Warranty End Date | 2020 | By KTR |  | DATE |  | How long warranty from Mfr available after BOD warranty expires
[8 empty] | 30 | Warranty Company Info |  | by KTR |  | TEXT | 100 | Enter info of Warranty co if Manufacturer is not responsible for warranty
[8 empty] | 31 | Comments | GOOD CONDITION AIR HANDLER. L5 from Raw cost. | By KTR |  | TEXT | 100 | Comments to preserve warranty
[8 empty] | 32 | Status Date | 2010-05-10 | By KTR |  | DATE |  | Date when this report was collected
[8 empty] | 33 | Asset Status | DEA | By KTR |  | TEXT | 8 | Should be "Operating" for NEW and "Decommisioned or DEA" for removed equipment
[8 empty] | 34 | CLASSIFICATION-ID | pick list | By KTR | y |  |  | Value List from tab UEM Asset Classification
[8 empty] | 35 | CLASSFICATION DESCRIPTION |  | By KTR | y |  |  | Value List from tab UEM Asset Classification
[8 empty] | 36 | Work Center??? |  | By NAVFAC |  |  |  | Work Center assigned to KTR
Values will be Facilities or Utliites. FEC POC should fill in after receiving data
Note on P17: avelino.noble: Don't we need "Equipment ID" for equipment? This is the equivalent of the asset number.

## EFormat (hidden)
THIS SPEC SHEET DOES NOT APPLY FOR NEW CONSTRUCTION
This section provides a summary view of all the DATA fields that a KTR needs to fill out for Work Orders, CIMU and Equipment data
Refer to the detailed tabs for each template to get the structure and format of the data
Flat File - Work Order Data | NON-DYNAMIC Facility CIMU Data | DYNAMIC EQUIPMENT Data
Approved Date | ORG_ID | ORG_ID
Work Type | Site_Id | Site_Id
Customer Work Order Number. Customer Reference No. | Contract Number | Contract Number
DESCRIPTION | Task-Delivery Order Num | Task-Delivery Order Num
Location: | Building Name | Building Name
Reported By: / Requested By: | Drawing Reference Id | Drawing Reference Id
WO13 | Asset Description | Asset Description
Status: | Inventory Category | Inventory Category
Status Date: | Location Code | Location Description
WO Priority: | Notes on CIMU structure | Location Code
Actual Start: | Master System | Equipment Description
Actual Finish: | System | Master System
Supervisor/Person: | Sub System | System
Labor Hours: Actual Column | Quantity | Sub System
Labor Cost: Actual Column | Design Life | Equipment Qty
Material Cost: Actual Column | InstallDate | DesignLife
Estimated Duration: | FCI | InstallDate
Equipment: | Remaining Service Life | FCI
Target: Finish Column | DCR | Remaining Service Life
Target: Start Column | Replacement Cost | DCR
Report Date: / Request Date: | Asset Type | Replacement Cost
Lead Craft: | Asset ID | Belongs To ( Parent Eq ID )
Scheduled: Start Column |  | Asset Type
Scheduled: Finish Column |  | Asset ID
Modified Date: |  | Manufacturer
Modified By: |  | Model Number
PMNEXTDUEDATE |  | Serial Number
Is Task? |  | Manufacturer Warranty End Date
Parent WO: |  | Comments
Work Order: |  | Status Date
Addtl. Loc. Info |  | Asset Status
CLIN# |  | CLASSIFICATION-ID
Cust. Ref Code |  | CLASSFICATION DESCRIPTION
Sub Work Type |  | Work Center
Work Center / Financial Work Center:

## Two Way Interface - WOs (hidden)
Two | 3) 2-Way Interface - Work Order Data |  |  | Note: This file is an attachment to the NAVFAC Contractor Data Guidance Document | LANT UEM COMMENTS
0 | Data Column Name | Description | Required? | General Usage | GENERAL COMMENT: Identify when Value lists apply to the data.
1 | UTRANSTYPE | Type of Transaction | Yes. MEA requires this field to function, but it is overridden by the CSP interface | MWU for update
2 |  |  |  | MWI for Insert. This field is required by the MEA but it is ignored by the CSP interface. Customer or SP work order number in SPM determines the transaction type.
3 | APISEQ | Used by the MEA | Outbound: Yes | Used by MEA for processing. Included as an artifact of that processing on the outbound transaction
4 |  |  | Inbound: No
5 | WONUM | SPM Work order Number | Outbound: Yes | The SPM work order number is sent to the CSP system. If the wonum is populated inbound it is ignored by the CSP interface
6 |  |  | Inbound: No
7 | WO4 | Work order number in Customer system | SP Outbound: No
8 |  |  | Cust. Outbound: Yes
9 |  |  | Cust. Inbound: Yes
10 |  |  | SP Inbound: No
11 | SERVPRONUM | Work order number in Service Provider system | SP Outbound: Yes
12 |  |  | Cust. Outbound: No
13 |  |  | Cust. Inbound: No
14 |  |  | SP Inbound: Yes
15 | STATUS | Status of the work order | Yes. Values will be translated when exporting and importing | Inbound: Cust., SP and FEC determine when which status changes will be sent to SPM
16 |  |  |  | Outbound: SPM sends work orders when they are entered and when the base Status changes (For example, when going from WAPPR to APPR, but not from one synonym of WAPPR to another)
17 | WORKTYPE | The type of work (Preventive Mainteance, Emergency, etc) | Yes. Values will be translated when exporting and importing
18 | WOPM5 | Work sub type/ sub class. Used to further classify work | No. Values may be translated based on crosswalk
19 | STATUSDATE | Date for the Status | Yes
20 | LEADCRAFT | The supervisor | No | If not entered will default to value for work center
21 | SUPERVISOR | The lead craft | No
22 | DESCRIPTION | The description of the work to be performed | Yes
23 | EQNUM | The equipment | No | For incoming transactions, the equipment number must exist in SPM. The Equipment part of the CSP interface will help with this
24 | LOCATION | The location for the work | Yes
25 | CHANGEBY | The user to mark as the person who made the change | Yes
26 | ESTDUR | Estimate time to complete the work (total number of hours from the start to the finish) OR the total amount of work hour expected to be expended | Yes (must have at least zero if nothing else)
27 | ESTLABHRS | Estimated Labor Hours | Yes (must have at least zero if nothing else)
28 | ESTMATCOST | Estimated Material Cost | Yes (must have at least zero if nothing else)
29 | ESTLABCOST | Estimated Labor Cost | Yes (must have at least zero if nothing else)
30 | ESTTOOLCOST | Estimated Tool Cost (Jack-hammers, vehicles, etc) | Yes (must have at least zero if nothing else)
31 | ACTLABHRS | Actual Labor Hours | Yes (must have at least zero if nothing else)
32 | ACTMATCOST | Actual Material Cost | Yes (must have at least zero if nothing else)
33 | ACTLABCOST | Actual Labor Cost | Yes (must have at least zero if nothing else)
34 | ACTTOOLCOST | Actual Tool Cost | Yes (must have at least zero if nothing else)
35 | HASCHILDREN | Does the work order have children | Yes | Must be N
36 | OUTLABCOST | Outside Labor Cost | Yes | Recommend set to zero. Difficult to define what is outside to whom (Cust. Vs SP vs FEC)
37 | OUTMATCOST | Outside Material Cost | Yes | Recommend set to zero
38 | HISTORYFLAG | History Flag. Closed or Cancelled work orders | Yes | If work order status is synonym of Close or Cancel set to ‘Y’ otherwise ‘N’
39 | WOPRIORITY | Priority | Yes
40 | WO1 | Customer Point of Contact | No | Simple pass through, no validation
41 | WO7 | Imported Estimate | Yes | Default to N
42 | WO8 | Approved Date | No | Date the work order was first approved
43 | WO18 | Customer Activity Code (from DWAS) | Cust. Inbound: No | First 8 charactes of GL Account
44 |  |  | Cust. Outbound:No
45 |  |  | SP Inbound: Yes, if approved
46 |  |  | SP Outbound: Yes, if approved
47 | REPORTEDBY | Person who reported work | No | Free form
48 | REPORTDATE | Date the work was reported | Yes
49 | FAILURECODE | The type of Failure | Yes
50 | PROBLEMCODE | The type of Problem (must correspond to Failure Code) | Yes
51 | INTERRUPTABLE | Can the work be suspended | Yes | Default to N
52 | DOWNTIME | Does the work order require down time | Yes | Default to N
53 | ACTSTART | Date the work started | If has had status synonym of INPRG | Must be later than the approved date
54 | ACTFINISH | Date the work finished | If the status is COMP | Must be after ACTSTART
55 | SUPERVISOR | Lead Craft | Yes. Must match a value in the labor table
56 | CHARGESTORE | Should charges be applied to equipment | Yes | Default to N
57 | GLACCOUNT | 22 characters : 8 character Customer Activity Code + 2 digit type work + 12 Character Job Order Number | Yes | Usually given a default value
58 | ESTSERVCOST | Estimated service Cost | Yes | Recommend set to zero
59 | ACTSERVCOST | Actual Service Cost | Yes | Recommend set to zero
60 | DISABLED | Disabled flag | Yes | Default to N
61 | ESTATAPPRLABHRS | Estimated Labor hours at approval | Yes | Recommend set to zero
62 | ESTATAPPRLABCOST | Estimated Labor cost at approval | Yes | Recommend set to zero
63 | ESTATAPPRMATCOST | Estimated Material cost at approval | Yes | Recommend set to zero
64 | ESTATAPPRTOOLCOST | Estimated Tool cost at approval | Yes | Recommend set to zero
65 | ESTATAPPRSERVCOST | Estimated Service cost at approval | Yes | Recommend set to zero
66 | HASFOLLOWUPWORK | Does the work order have a follow up work order | Yes | Default to N
67 | WFACTIVE | Is the work order participating in a work flow | Yes | Default to N
68 | WOASSIGNMNTQUEUEID | Work Center | Yes
69 | ISTASK | Is the record a task work order | Yes | Default to N
70 | ORGID | Organization | Yes | The FECs Org ID
71 | SITEID | Site | Yes | The FECs Site ID
72 | ENTERED_BY | The user entering the work order | Yes | Can be hard coded or can be the actual user. Only send if inserting
73 | CURRENCY_CODE | The currency used for the work order | Yes | USD
74 | WOEQ3 | Additional Equipment Location Information | No
75 | TARGSTARTDATE | Target Start Date | No
76 | TARGCOMPDATE | Target Completion Date | No
77 | SCHEDSTART | Scheduled Start Date | No
78 | SCHEDFINISH | Scheduled Finish Date | No
79 | CHANGEDATE | Last Date record changed | No | Will default to the date the record is imported/updated in Maximo
80 | PMNEXTDUEDATE | Next Date a PM is due | No
81 | PARENT | Parent work order number | No | Outbound is informational only.
82 |  |  |  | Inbound is ignored
83 | WOPM6 | Contract Line Number (CLIN) | No | Inbound: Needs to match a value in the value list
84 | WOPM7 | Customer Reference Number | No
85 | TOA | Approved Date | Yes | Date WO was approved
NEED TO ADD MAXIMO 7 OUTAGE INFO THAT WILL NOW BE ATTACHED TO THE WO RATHER THAN DUTY DESK. TALK WITH JUTTON AND WADE.

## 4- Two Way Interface- ASSET (hidden)
| 4) 2-Way Interface - ASSET DATA |  |  | Note: This file is an attachment to the NAVFAC Contractor Data Guidance Document
0 | Data Column Name | Description | Required? | General Usage
1 | CHANGEBY | User that added or changed the record | No | If not provided, will default to the MEAUSER
2 | CHANGEDATE | Last date the asset changed | No | If not provided, will default to the date/time the record was imported into Maximo
3 | CHILDREN | Does the asset have children | Outbound: Yes, Maximo will always send this out.
4 |  |  | Inbound: Should generally be N. Only set to Y if a child record is present in Maximo
5 | CI | Condition Index (integer value) | No | Used for ICAP. Will be sent outbound if it is populated, and can be populated inbound if the value is available
6 | DESCRIPTION | Description of Asset. | Yes
7 | DISABLED | Is the Asset Disabled/Decommissioned | No | If provided, must be Y or N. Only set to Y if the asset is no longer in service
8 | DL | Design Life in Years (integer value) | No | Used for ICAP. Will be sent outbound if it is populated, and can be populated inbound if the value is available
9 | EQ7 | Critical Flag | Yes | If unsure default to N
10 | EQ22 | Uniformat Master System | Yes. | Must match a MASTERSYSTEM in UNIFORMAT table. If not available default to “T10 - TEMPORARY MASTER SYSTEM”
11 | EQ23 | Uniformat System | Yes | Must match a SYSTEM in the UNIFORMAT table. If not available default to “T1000 - TEMPORARY SYSTEM”
12 | EQ24 | Uniformat Subsystem | Yes | Must match a SUBSYSTEM in the UNIFORMAT table. If not available default to “Z”
13 | EQNUM | The unique Asset Identifier in Maximo | Yes
14 | EXCLUDEDCLAIMANT |  | Yes, for inbound new records, No for inbound updated records | Default to N
15 | HASNFAMSTR |  | Yes, for inbound new records, No for inbound updated records | Default to N
16 | IMPORTDELTAMETER1 |  | Yes, for inbound new records, No for inbound updated records | Default to N
17 | IMPORTDELTAMETER2 |  | Yes, for inbound new records, No for inbound updated records | Default to N
18 | INHERITMETER1CHANG |  | Yes, for inbound new records, No for inbound updated records | Default to N
19 | INHERITMETER2CHANG |  | Yes, for inbound new records, No for inbound updated records | Default to N
20 | ISRUNNING | Indicates if the asset is currently operational | Yes, for inbound new records, No for inbound updated records. | Default to Y
21 | LOCATION | The location of the Asset. Must match a valid location in Maximo | Yes
22 | MODELED |  | Yes | Default to N
23 | MSA | Metropolitan Service Area | Yes | BSVE field. Default to N
24 | NET_CERTIFY | Equipment Certification Flag | Yes | BSVE field. Default to N
25 | NEW_LAW_ENFORCE | Law Enforcement Flag | Yes | BSVE field. Default to N
26 | NET_OWNED | Is the vehicle Navy owned | Yes | BSVE field. Default to N
27 | NET_SPS | SPS Flag | Yes | BSVE field. Default to N
28 | ORGID | Organization | Yes | The FECs Org ID
29 | PLACEHOLDER |  | Yes | Default to N
30 | PRIORITY | Default Priority for Work Orders | Yes
31 | SITEID | Site | Yes | The FECs Site ID
32 | PLUSTACCEPTWARR | Does coverage on the parent apply to this equipment? | Yes | BSVE field. Default to N
33 | PLUSTISTEMPLATE | Is this record an Equipment Template? | Yes | BSVE field. Default to N
34 | PLUSTMPRES | Indicates if Equipment is used for Motor Pool Resource or not? | Yes | BSVE field. Default to N
|  |  | Yes | BSVE field. Default to N
|  |  | Yes | BSVE field. Default to N
|  |  | Yes | Default to Y
|  |  | Yes | MEQI is an insert. MEQU is an update. The value passed in for inbound records is ignored. Outbound records correspond to inserts or updates in Maximo respectively
|  |  | Yes | Default to N

## Facility & UEM Uniformat
FACILITY AND UEM UNIFORMAT
Revised 11/11/2011
| MASTERSYSTEM |  | SYSTEM |  |  | SUBSYSTEM
ID | LISTNAME | DESCRIPTION | ID | LISTNAME | DESCRIPTION | ID | LISTNAME | DESCRIPTION
1 | MASTERSYSTEM | A10 - FOUNDATIONS | 1 | SYSTEM | A1010 - STANDARD FOUNDATIONS | 1 | SUBSYSTEM | A101003 - DEWATERING
[6 empty] | 2 | SUBSYSTEM | A1010110 - ICAP - Strip Footings
[6 empty] | 3 | SUBSYSTEM | A1010210 - ICAP - Spread Footings
[6 empty] | 4 | SUBSYSTEM | A1010250 - ICAP - Pile Caps
[6 empty] | 5 | SUBSYSTEM | A1010999 - ICAP - Other
|  |  | 2 | SYSTEM | A1020 - SPECIAL FOUNDATIONS | 6 | SUBSYSTEM | A1020110 - ICAP - CIP Concrete Piles
[6 empty] | 7 | SUBSYSTEM | A1020120 - ICAP - Precast Concrete Piles
[6 empty] | 8 | SUBSYSTEM | A1020130 - ICAP - Steel Pipe Piles
[6 empty] | 9 | SUBSYSTEM | A1020140 - ICAP - Steel H Piles
[6 empty] | 10 | SUBSYSTEM | A1020160 - ICAP - Treated Wood Piles
[6 empty] | 11 | SUBSYSTEM | A1020210 - ICAP - Grade Beams
[6 empty] | 12 | SUBSYSTEM | A1020999 - ICAP - Other
|  |  | 3 | SYSTEM | A1030 - SLAB ON GRADE | 13 | SUBSYSTEM | A1030120 - ICAP - Plain/Reinforced
[6 empty] | 14 | SUBSYSTEM | A1030999 - ICAP - Other
2 | MASTERSYSTEM | A20 - BASEMENT CONSTRUCTION | 4 | SYSTEM | A2010 - BASEMENT EXCAVATION | 15 | SUBSYSTEM | A201001 - EXCAVATION FOR BASEMENTS
|  |  | 5 | SYSTEM | A2020 - BASEMENT WALLS | 16 | SUBSYSTEM | A2020110 - ICAP - CIP Concrete
[6 empty] | 17 | SUBSYSTEM | A2020140 - ICAP - Concrete Block
[6 empty] | 18 | SUBSYSTEM | A2020150 - ICAP - Wood
[6 empty] | 19 | SUBSYSTEM | A2020999 - ICAP - Other
[6 empty] | 20 | SUBSYSTEM | A2020999 - ICAP - Other
3 | MASTERSYSTEM | B10 - SUPERSTRUCTURE | 6 | SYSTEM | B1010 - FLOOR CONSTRUCTION | 21 | SUBSYSTEM | B1010220 - ICAP - CIP Concrete Beam and Slab
[6 empty] | 22 | SUBSYSTEM | B1010238 - ICAP - Precast Concrete Beam and Plank
[6 empty] | 23 | SUBSYSTEM | B1010244 - ICAP - Light Gauge Steel Floor System
[6 empty] | 24 | SUBSYSTEM | B1010250 - ICAP - Composite Deck, Steel Bar Joists
[6 empty] | 25 | SUBSYSTEM | B1010254 - ICAP - Comp Deck, Structural Steel Beam
[6 empty] | 26 | SUBSYSTEM | B1010264 - ICAP - Wood Beam, Joist, and Deck
[6 empty] | 27 | SUBSYSTEM | B1010998 - ICAP - Exterior Stairs
[6 empty] | 28 | SUBSYSTEM | B1010999 - ICAP - Other
|  |  | 7 | SYSTEM | B1020 - ROOF CONSTRUCTION | 29 | SUBSYSTEM | B1020102 - ICAP - Wood Deck and Rafter
[6 empty] | 30 | SUBSYSTEM | B1020108 - ICAP - Steel Deck, Beams and Bar Joist
[6 empty] | 31 | SUBSYSTEM | B1020122 - ICAP - CIP Concrete Roof Construction
[6 empty] | 32 | SUBSYSTEM | B1020137 - ICAP - Awning/Canopy
[6 empty] | 33 | SUBSYSTEM | B1020901 - ICAP - CIP Concrete Beam and Slab
[6 empty] | 34 | SUBSYSTEM | B1020902 - ICAP - Precast Concrete Beam and Plank
[6 empty] | 35 | SUBSYSTEM | B1020999 - ICAP - Other
|  |  | 8 | SYSTEM | B1030 - ROOF CONSTRUCTION | 36 | SUBSYSTEM | B103001 - ICAP - METAL STRUCTURAL FRAME
4 | MASTERSYSTEM | B20 - EXTERIOR ENCLOSURE | 9 | SYSTEM | B2010 - EXTERIOR WALLS | 37 | SUBSYSTEM | B2010101 - ICAP - CIP Concrete
[6 empty] | 38 | SUBSYSTEM | B2010104 - ICAP - Precast Concrete Panel (Ribbed)
[6 empty] | 39 | SUBSYSTEM | B2010106 - ICAP - Precast Concrete Panel (Tilt Up)
[6 empty] | 40 | SUBSYSTEM | B2010109 - ICAP - Concrete Block
[6 empty] | 41 | SUBSYSTEM | B2010125 - ICAP - Solid Brick - Single Wythe
[6 empty] | 42 | SUBSYSTEM | B2010126 - ICAP - Solid Brick - Double Wythe
[6 empty] | 43 | SUBSYSTEM | B2010128 - ICAP - Stone Veneer w/Stud Backup
[6 empty] | 44 | SUBSYSTEM | B2010130 - ICAP - Brick Veneer w/Stud Backup
[6 empty] | 45 | SUBSYSTEM | B2010132 - ICAP - Masonry Composite
[6 empty] | 46 | SUBSYSTEM | B2010134 - ICAP - Masonry Cavity
[6 empty] | 47 | SUBSYSTEM | B2010140 - ICAP - Glass Block
[6 empty] | 48 | SUBSYSTEM | B2010146 - ICAP - Metal Siding Panel
[6 empty] | 49 | SUBSYSTEM | B2010148 - ICAP - Wood Cladding w/Stud Backup
[6 empty] | 50 | SUBSYSTEM | B2010151 - ICAP - Stucco Wall
[6 empty] | 51 | SUBSYSTEM | B2010152 - ICAP - E.I.F.S.
[6 empty] | 52 | SUBSYSTEM | B2010999 - ICAP - Other
|  |  | 10 | SYSTEM | B2020 - EXTERIOR GLAZED OPENINGS | 53 | SUBSYSTEM | B2020102 - ICAP - Wood Windows
[6 empty] | 54 | SUBSYSTEM | B2020104 - ICAP - Steel Windows
[6 empty] | 55 | SUBSYSTEM | B2020106 - ICAP - Aluminum Windows
[6 empty] | 56 | SUBSYSTEM | B2020210 - ICAP - Tubular Aluminum Framing
[6 empty] | 57 | SUBSYSTEM | B2020220 - ICAP - Curtain Wall Panels
[6 empty] | 58 | SUBSYSTEM | B2020999 - ICAP - Other
|  |  | 11 | SYSTEM | B2030 - EXTERIOR DOORS | 59 | SUBSYSTEM | B2030110 - ICAP - Glazed Doors
[6 empty] | 60 | SUBSYSTEM | B2030210 - ICAP - Wood Doors
[6 empty] | 61 | SUBSYSTEM | B2030220 - ICAP - Steel Doors
[6 empty] | 62 | SUBSYSTEM | B2030230 - ICAP - Aluminum Doors
[6 empty] | 63 | SUBSYSTEM | B2030410 - ICAP - Overhead Doors
[6 empty] | 64 | SUBSYSTEM | B2030901 - ICAP - Hangar Doors
[6 empty] | 65 | SUBSYSTEM | B2030999 - ICAP - Other
5 | MASTERSYSTEM | B30 - ROOFING | 12 | SYSTEM | B3010 - ROOF COVERING | 66 | SUBSYSTEM | B3010105 - ICAP - Built-Up
[6 empty] | 67 | SUBSYSTEM | B3010120 - ICAP - Single Ply Membrane
[6 empty] | 68 | SUBSYSTEM | B3010130 - ICAP - Preformed Metal
[6 empty] | 69 | SUBSYSTEM | B3010135 - ICAP - Formed Metal
[6 empty] | 70 | SUBSYSTEM | B3010140 - ICAP - Shingle Tile
[6 empty] | 71 | SUBSYSTEM | B3010320 - ICAP - Roof Deck Insulation
[6 empty] | 72 | SUBSYSTEM | B3010610 - ICAP - Gutters
[6 empty] | 73 | SUBSYSTEM | B3010620 - ICAP - Downspouts
[6 empty] | 74 | SUBSYSTEM | B3010999 - ICAP - Other
|  |  | 13 | SYSTEM | B3020 - ROOF OPENING | 75 | SUBSYSTEM | B3020110 - ICAP - Skylights
[6 empty] | 76 | SUBSYSTEM | B3020210 - ICAP - Hatches
[6 empty] | 77 | SUBSYSTEM | B3020999 - ICAP - Other
6 | MASTERSYSTEM | C10 - INTERIOR CONSTRUCTION | 14 | SYSTEM | C1010 - PARTITIONS | 78 | SUBSYSTEM | C1010102 - ICAP - Concrete Block
[6 empty] | 79 | SUBSYSTEM | C1010120 - ICAP - Tile
[6 empty] | 80 | SUBSYSTEM | C1010126 - ICAP - Drywall w/Stud Framing
[6 empty] | 81 | SUBSYSTEM | C1010140 - ICAP - Plaster w/Stud Framing
[6 empty] | 82 | SUBSYSTEM | C1010710 - ICAP - Interior Windows
[6 empty] | 83 | SUBSYSTEM | C1010999 - ICAP - Other
|  |  | 15 | SYSTEM | C1020 - INTERIOR DOORS | 84 | SUBSYSTEM | C1020102 - ICAP - Special Doors
[6 empty] | 85 | SUBSYSTEM | C1020114 - ICAP - Metal Door
[6 empty] | 86 | SUBSYSTEM | C1020120 - ICAP - Wood Door/Wood Frame
[6 empty] | 87 | SUBSYSTEM | C1020122 - ICAP - Wood Door/Metal Frame
[6 empty] | 88 | SUBSYSTEM | C1020124 - ICAP - Wood Fire Doors/Metal Frames
[6 empty] | 89 | SUBSYSTEM | C1020999 - ICAP - Other
|  |  | 16 | SYSTEM | C1030 - FITTINGS | 90 | SUBSYSTEM | C1030110 - ICAP - Toilet Partitions
[6 empty] | 91 | SUBSYSTEM | C1030310 - ICAP - Lockers
[6 empty] | 92 | SUBSYSTEM | C1030830 - ICAP - Cabinets
[6 empty] | 93 | SUBSYSTEM | C1030831 - ICAP - Countertop
[6 empty] | 94 | SUBSYSTEM | C1030999 - ICAP - Other
7 | MASTERSYSTEM | C20 - STAIRS | 17 | SYSTEM | C2010 - STAIR CONSTRUCTION | 95 | SUBSYSTEM | C2010110 - ICAP - Stairs
[6 empty] | 96 | SUBSYSTEM | C2010999 - ICAP - Other
|  |  | 18 | SYSTEM | C2020 - STAIR FINISHES
8 | MASTERSYSTEM | C30 - INTERIOR FINISHES | 19 | SYSTEM | C3010 - WALL FINISHES | 97 | SUBSYSTEM | C3010230 - ICAP - Wall Covering
[6 empty] | 98 | SUBSYSTEM | C3010380 - ICAP - Wall Tile
[6 empty] | 99 | SUBSYSTEM | C3010999 - ICAP - Other
|  |  | 20 | SYSTEM | C3020 - FLOORING | 100 | SUBSYSTEM | C3020901 - ICAP - Carpet
[6 empty] | 101 | SUBSYSTEM | C3020902 - ICAP - Carpet Tile
[6 empty] | 102 | SUBSYSTEM | C3020903 - ICAP - Composition Sheet
[6 empty] | 103 | SUBSYSTEM | C3020904 - ICAP - Concrete Topping
[6 empty] | 104 | SUBSYSTEM | C3020905 - ICAP - Wood
[6 empty] | 105 | SUBSYSTEM | C3020906 - ICAP - Terrazzo
[6 empty] | 106 | SUBSYSTEM | C3020907 - ICAP - Vinyl Tile
[6 empty] | 107 | SUBSYSTEM | C3020908 - ICAP - Cork Tile
[6 empty] | 108 | SUBSYSTEM | C3020909 - ICAP - Rubber Sheet
[6 empty] | 109 | SUBSYSTEM | C3020910 - ICAP - Porcelain Tile
[6 empty] | 110 | SUBSYSTEM | C3020911 - ICAP - Quarry Tile
[6 empty] | 111 | SUBSYSTEM | C3020912 - ICAP - Paint
[6 empty] | 112 | SUBSYSTEM | C3020914 - ICAP - Ceramic Tile
[6 empty] | 113 | SUBSYSTEM | C3020915 - ICAP - Access Flooring
[6 empty] | 114 | SUBSYSTEM | C3020999 - ICAP - Other
|  |  | 21 | SYSTEM | C3030 - CEILING FINISHES | 115 | SUBSYSTEM | C3030105 - ICAP - Plaster
[6 empty] | 116 | SUBSYSTEM | C3030110 - ICAP - Drywall
[6 empty] | 117 | SUBSYSTEM | C3030210 - ICAP - Acoustical
[6 empty] | 118 | SUBSYSTEM | C3030999 - ICAP - Other
|  |  | 22 | SYSTEM | C3040 - INTERIOR FINISH ASSEMBLIES | 119 | SUBSYSTEM | C304001 - BREAK ROOMS
[6 empty] | 120 | SUBSYSTEM | C304005 - PASSAGE WAY
9 | MASTERSYSTEM | D10 - CONVEYING | 23 | SYSTEM | D1010 - ELEVATORS AND LIFTS | 121 | SUBSYSTEM | D101001 - GENERAL CONSTRUCTION ITEMS
[6 empty] | 122 | SUBSYSTEM | D1010110 - ICAP - Hydraulic Elevators
[6 empty] | 123 | SUBSYSTEM | D1010140 - ICAP - Traction Geared Elevators
[6 empty] | 124 | SUBSYSTEM | D1010150 - ICAP - Traction Gearless Elevators
[6 empty] | 125 | SUBSYSTEM | D1010901 - ICAP - Lifts
[6 empty] | 126 | SUBSYSTEM | D1010999 - ICAP - Other
|  |  | 24 | SYSTEM | D1020 - ESCALATORS AND MOVING WALKS | 127 | SUBSYSTEM | D1020110 - ICAP - Escalators
[6 empty] | 128 | SUBSYSTEM | D1020210 - ICAP - Moving Walks
[6 empty] | 129 | SUBSYSTEM | D1020999 - ICAP - Other
|  |  | 25 | SYSTEM | D1090 - OTHER CONVEYING SYSTEMS | 130 | SUBSYSTEM | D1090901 - ICAP - Conveyors
[6 empty] | 131 | SUBSYSTEM | D1090902 - ICAP - Cranes and Hoists
[6 empty] | 132 | SUBSYSTEM | D1090903 - ICAP - Pneumatic Tube System
[6 empty] | 133 | SUBSYSTEM | D1090999 - ICAP - Other
10 | MASTERSYSTEM | D20 - PLUMBING | 26 | SYSTEM | D2010 - PLUMBING FIXTURES | 134 | SUBSYSTEM | D2010110 - ICAP - Toilet
[6 empty] | 135 | SUBSYSTEM | D2010210 - ICAP - Urinal
[6 empty] | 136 | SUBSYSTEM | D2010310 - ICAP - Lavatory
[6 empty] | 137 | SUBSYSTEM | D2010410 - ICAP - Sink
[6 empty] | 138 | SUBSYSTEM | D2010430 - ICAP - Laboratory Sink
[6 empty] | 139 | SUBSYSTEM | D2010510 - ICAP - Bathtub
[6 empty] | 140 | SUBSYSTEM | D2010610 - ICAP - Group Wash Fountain
[6 empty] | 141 | SUBSYSTEM | D2010710 - ICAP - Shower
[6 empty] | 142 | SUBSYSTEM | D2010810 - ICAP - Drinking Fountain
[6 empty] | 143 | SUBSYSTEM | D2010820 - ICAP - Water Cooler
[6 empty] | 144 | SUBSYSTEM | D2010901 - ICAP - Emergency Shower
[6 empty] | 145 | SUBSYSTEM | D2010902 - ICAP - Emergency Eye Wash
[6 empty] | 146 | SUBSYSTEM | D2010903 - ICAP - Bidet
[6 empty] | 147 | SUBSYSTEM | D2010999 - ICAP - Other
|  |  | 27 | SYSTEM | D2020 - DOMESTIC WATER DISTRIBUTION | 148 | SUBSYSTEM | D2020210 - ICAP - Water Heaters, Residential, Elec
[6 empty] | 149 | SUBSYSTEM | D2020220 - ICAP - Water Heaters, Residential, Gas
[6 empty] | 150 | SUBSYSTEM | D2020230 - ICAP - Water Heaters, Residential, Oil
[6 empty] | 151 | SUBSYSTEM | D2020240 - ICAP - Water Heaters, Commercial, Elec
[6 empty] | 152 | SUBSYSTEM | D2020250 - ICAP - Water Heaters, Commercial, Gas
[6 empty] | 153 | SUBSYSTEM | D2020260 - ICAP - Water Heaters, Commercial, Oil
[6 empty] | 154 | SUBSYSTEM | D2020901 - ICAP - Booster Pump
[6 empty] | 155 | SUBSYSTEM | D2020902 - ICAP - Storage Tank
[6 empty] | 156 | SUBSYSTEM | D2020903 - ICAP - Backflow Preventer
[6 empty] | 157 | SUBSYSTEM | D2020904 - ICAP - Heat Transfer Package
[6 empty] | 158 | SUBSYSTEM | D2020905 - ICAP - Piping/Fittings
[6 empty] | 159 | SUBSYSTEM | D2020999 - ICAP - Other
|  |  | 28 | SYSTEM | D2030 - SANITARY WASTE | 160 | SUBSYSTEM | D2030901 - ICAP - Sanitary Waste Separator
[6 empty] | 161 | SUBSYSTEM | D2030902 - ICAP - Waste/Vent Piping
[6 empty] | 162 | SUBSYSTEM | D2030999 - ICAP - Other
|  |  | 29 | SYSTEM | D2040 - RAIN WATER DRAINAGE | 163 | SUBSYSTEM | D2040210 - ICAP - Roof Drains
[6 empty] | 164 | SUBSYSTEM | D2040999 - ICAP - Other
|  |  | 30 | SYSTEM | D2090 - OTHER PLUMBING SYSTEMS | 165 | SUBSYSTEM | D2090999 - ICAP - Other
11 | MASTERSYSTEM | D30 - HVAC | 31 | SYSTEM | D3010 - ENERGY SUPPLY | 166 | SUBSYSTEM | D3010999 - ICAP - Other
|  |  | 32 | SYSTEM | D3020 - HEAT GENERATING SYSTEMS | 167 | SUBSYSTEM | D3020126 - ICAP - Boiler, Electric, Hot Water
[6 empty] | 168 | SUBSYSTEM | D3020128 - ICAP - Boiler, Electric, Steam
[6 empty] | 169 | SUBSYSTEM | D3020130 - ICAP - Boiler Cast Iron Hot Water Gas
[6 empty] | 170 | SUBSYSTEM | D3020134 - ICAP - Boiler, Cast Iron, Steam, Gas
[6 empty] | 171 | SUBSYSTEM | D3020136 - ICAP - Boiler, Cast Iron Ht Wtr Gas/Oil
[6 empty] | 172 | SUBSYSTEM | D3020138 - ICAP - Boiler, Cast Iron, Steam Gas/Oil
[6 empty] | 173 | SUBSYSTEM | D3020901 - ICAP - Boiler, Cast Iron, Ht Wtr, Oil
[6 empty] | 174 | SUBSYSTEM | D3020902 - ICAP - Boiler, Cast Iron, Steam, Oil
[6 empty] | 175 | SUBSYSTEM | D3020903 - ICAP - Boiler, Solid Fuel
[6 empty] | 176 | SUBSYSTEM | D3020904 - ICAP - Boiler Feedwater Tank
[6 empty] | 177 | SUBSYSTEM | D3020905 - ICAP - Furnace
[6 empty] | 178 | SUBSYSTEM | D3020906 - ICAP - Expansion Tank
[6 empty] | 179 | SUBSYSTEM | D3020999 - ICAP - Other
|  |  | 33 | SYSTEM | D3030 - COOLING GENERATING SYSTEMS | 180 | SUBSYSTEM | D3030130 - ICAP - Chiller, Recip, Water Cooled
[6 empty] | 181 | SUBSYSTEM | D3030135 - ICAP - Chiller, Recip, Air Cooled
[6 empty] | 182 | SUBSYSTEM | D3030140 - ICAP - Chiller, Centrifugal, Wtr Cooled
[6 empty] | 183 | SUBSYSTEM | D3030145 - ICAP - Chiller, Gas Abso, Wtr Cooled
[6 empty] | 184 | SUBSYSTEM | D3030150 - ICAP - Chiller, Steam Abso, Wtr Cooled
[6 empty] | 185 | SUBSYSTEM | D3030310 - ICAP - Cooling Tower, Galvanized
[6 empty] | 186 | SUBSYSTEM | D3030320 - ICAP - Cooling Tower, Fiberglass
[6 empty] | 187 | SUBSYSTEM | D3030330 - ICAP - Cooling Tower, Stainless Steel
[6 empty] | 188 | SUBSYSTEM | D3030901 - ICAP - Condenser, DX, Air Cooled
[6 empty] | 189 | SUBSYSTEM | D3030902 - ICAP - Condenser, DX, Evaporative
[6 empty] | 190 | SUBSYSTEM | D3030903 - ICAP - Packaged DX Refrigerant System
[6 empty] | 191 | SUBSYSTEM | D3030999 - ICAP - Other
|  |  | 34 | SYSTEM | D3040 - DISTRIBUTION SYSTEMS | 192 | SUBSYSTEM | D3040106 - ICAP - Air Handling Unit, Field Fab
[6 empty] | 193 | SUBSYSTEM | D3040110 - ICAP - Air Handling Unit, Central Sta
[6 empty] | 194 | SUBSYSTEM | D3040114 - ICAP - Air Handling Unit, Rooftop
[6 empty] | 195 | SUBSYSTEM | D3040118 - ICAP - Fan Coil A/C, Cab Mnt, Two Pipe
[6 empty] | 196 | SUBSYSTEM | D3040122 - ICAP - Fan Coil A/C, Cab Mnt, Four Pipe
[6 empty] | 197 | SUBSYSTEM | D3040124 - ICAP - Fan Coil A/C, Duct Mount, 2 Pipe
[6 empty] | 198 | SUBSYSTEM | D3040128 - ICAP - Fan Coil A/C, Duct Mount, 4 Pipe
[6 empty] | 199 | SUBSYSTEM | D3040132 - ICAP - VAV Terminal
[6 empty] | 200 | SUBSYSTEM | D3040136 - ICAP - VAV Terminal, Fan Powered
[6 empty] | 201 | SUBSYSTEM | D3040220 - ICAP - Fan System, Centrifugal In-Line
[6 empty] | 202 | SUBSYSTEM | D3040230 - ICAP - Fan System, Utility Set
[6 empty] | 203 | SUBSYSTEM | D3040240 - ICAP - Fan System, Roof Exhaust
[6 empty] | 204 | SUBSYSTEM | D3040250 - ICAP - Comm/Indu Vacuum Dust Collection
[6 empty] | 205 | SUBSYSTEM | D3040260 - ICAP - Kitchen Exhaust/Make-Up Air
[6 empty] | 206 | SUBSYSTEM | D3040330 - ICAP - Circulating Pump, End Suction
[6 empty] | 207 | SUBSYSTEM | D3040340 - ICAP - Circulating Pump, Double Suction
[6 empty] | 208 | SUBSYSTEM | D3040610 - ICAP - Heat Exchanger, Plate Type
[6 empty] | 209 | SUBSYSTEM | D3040620 - ICAP - Heat Exchanger, Shell Tube
[6 empty] | 210 | SUBSYSTEM | D3040901 - ICAP - Dehumidifier
[6 empty] | 211 | SUBSYSTEM | D3040902 - ICAP - Humidifier
[6 empty] | 212 | SUBSYSTEM | D3040903 - ICAP - Fan Coil A/C, DX
[6 empty] | 213 | SUBSYSTEM | D3040999 - ICAP - Other
|  |  | 35 | SYSTEM | D3050 - TERMINAL & PACKAGE UNITS | 214 | SUBSYSTEM | D3050120 - ICAP - Unit Heaters, Gas
[6 empty] | 215 | SUBSYSTEM | D3050130 - ICAP - Unit Heaters, Hydronic
[6 empty] | 216 | SUBSYSTEM | D3050170 - Split Systems Air Cooled Condense Unit
[6 empty] | 217 | SUBSYSTEM | D3050175 - ICAP - Rooftop A/C
[6 empty] | 218 | SUBSYSTEM | D3050185 - ICAP - Computer Room Cooling Units
[6 empty] | 219 | SUBSYSTEM | D3050201 - ICAP - Pkg A/C, Air Cooled, Elec Heat
[6 empty] | 220 | SUBSYSTEM | D3050203 - ICAP - Pkg A/C, Air Cooled, HW Heat
[6 empty] | 221 | SUBSYSTEM | D3050210 - ICAP - Pkg A/C, Water Cooled, Elec Heat
[6 empty] | 222 | SUBSYSTEM | D3050220 - ICAP - Pkg A/C, Water Cooled, HW Heat
[6 empty] | 223 | SUBSYSTEM | D3050230 - ICAP - Heat Pump, Wtr Source, Cent Sta
[6 empty] | 224 | SUBSYSTEM | D3050235 - ICAP - Heat Pump, Water Source, Console
[6 empty] | 225 | SUBSYSTEM | D3050240 - ICAP - Heat Pump, Duct Mnt, Horizontal
[6 empty] | 226 | SUBSYSTEM | D3050245 - ICAP - Heat Pump, Air/Air, Roof Top
[6 empty] | 227 | SUBSYSTEM | D3050255 - ICAP - Thru-Wall A/C Unit
[6 empty] | 228 | SUBSYSTEM | D3050260 - ICAP - Thru-Wall Heat Pump
[6 empty] | 229 | SUBSYSTEM | D3050530 - ICAP - Baseboard Heating
[6 empty] | 230 | SUBSYSTEM | D3050901 - ICAP - Unit Heaters, Electric
[6 empty] | 231 | SUBSYSTEM | D3050902 - ICAP - Unit Heater, Infrared
[6 empty] | 232 | SUBSYSTEM | D3050904 - ICAP - Smoke Vents
[6 empty] | 233 | SUBSYSTEM | D3050905 - ICAP - Hydronic Heating - Fin Tube
[6 empty] | 234 | SUBSYSTEM | D3050999 - ICAP - Other
|  |  | 36 | SYSTEM | D3060 - CONTROLS & INSTRUMENTATION | 235 | SUBSYSTEM | D3060901 - ICAP - HVAC Controls, Electric, Digital
[6 empty] | 236 | SUBSYSTEM | D3060902 - ICAP - HVAC Controls, Pneumatic
[6 empty] | 237 | SUBSYSTEM | D3060903 - ICAP - Air Compressor
[6 empty] | 238 | SUBSYSTEM | D3060999 - ICAP - Other
|  |  | 37 | SYSTEM | D3070 - SYSTEMS TESTING & BALANCING
|  |  | 38 | SYSTEM | D3090 - OTHER HVAC SYSTEMS & EQUIPMENT | 239 | SUBSYSTEM | D3090 - SPECIAL COOLING SYSTEMS AND DEVICES
[6 empty] | 240 | SUBSYSTEM | D3090310 - ICAP - Fume Hood Exhaust System
[6 empty] | 241 | SUBSYSTEM | D3090320 - ICAP - Garage Exhaust Systems
[6 empty] | 242 | SUBSYSTEM | D3090901 - ICAP - Industrial Exhaust System
[6 empty] | 243 | SUBSYSTEM | D3090902 - ICAP - Chemical Feedwater
[6 empty] | 244 | SUBSYSTEM | D3090903 - ICAP - Air Curtain
[6 empty] | 245 | SUBSYSTEM | D3090999 - ICAP - Other
12 | MASTERSYSTEM | D40 - FIRE PROTECTION | 39 | SYSTEM | D4010 - SPRINKLERS | 246 | SUBSYSTEM | D4010310 - ICAP - Dry Pipe Systems
[6 empty] | 247 | SUBSYSTEM | D4010350 - ICAP - Preaction Systems
[6 empty] | 248 | SUBSYSTEM | D4010370 - ICAP - Deluge Systems
[6 empty] | 249 | SUBSYSTEM | D4010390 - ICAP - Firecycle Systems
[6 empty] | 250 | SUBSYSTEM | D4010410 - ICAP - Wet Pipe Systems
[6 empty] | 251 | SUBSYSTEM | D4010999 - ICAP - Other
|  |  | 40 | SYSTEM | D4020 - STANDPIPES | 252 | SUBSYSTEM | D4020310 - ICAP - Riser
[6 empty] | 253 | SUBSYSTEM | D4020999 - ICAP - Other
|  |  | 41 | SYSTEM | D4030 - FIRE PROTECTION SPECIALTIES | 254 | SUBSYSTEM | D4030999 - ICAP - Other
|  |  | 42 | SYSTEM | D4090 - OTHER FIRE PROTECTION SYSTEMS | 255 | SUBSYSTEM | D4090901 - ICAP - Carbon Dioxide Extinguishing Sys
[6 empty] | 256 | SUBSYSTEM | D4090902 - ICAP - Hood Fire Protection
[6 empty] | 257 | SUBSYSTEM | D4090903 - ICAP - Backflow Preventer
[6 empty] | 258 | SUBSYSTEM | D4090904 - ICAP - Fire Pumps
[6 empty] | 259 | SUBSYSTEM | D4090920 - ICAP - Clean Agent Extinguishing System
[6 empty] | 260 | SUBSYSTEM | D4090999 - ICAP - Other
13 | MASTERSYSTEM | D50 - ELECTRICAL | 43 | SYSTEM | D5010 - ELECTRICAL SERVICE & DISTRIBUTION | 261 | SUBSYSTEM | D5010120 - ICAP - Electrical Service
[6 empty] | 262 | SUBSYSTEM | D5010240 - ICAP - Switchgear
[6 empty] | 263 | SUBSYSTEM | D5010901 - ICAP - Transfer Switch
[6 empty] | 264 | SUBSYSTEM | D5010902 - ICAP - Transformer
[6 empty] | 265 | SUBSYSTEM | D5010903 - ICAP - Motor Control Center
[6 empty] | 266 | SUBSYSTEM | D5010905 - ICAP - Capacitor Bank
[6 empty] | 267 | SUBSYSTEM | D5010906 - ICAP - Panelboards
[6 empty] | 268 | SUBSYSTEM | D5010999 - ICAP - Other
|  |  | 44 | SYSTEM | D5020 - LIGHTING & BRANCH WIRING | 269 | SUBSYSTEM | D5020120 - ICAP - Electrical Distribution
[6 empty] | 270 | SUBSYSTEM | D5020248 - ICAP - Interior Lighting, Fluorecent
[6 empty] | 271 | SUBSYSTEM | D5020250 - ICAP - Interior Lighting, Incandescent
[6 empty] | 272 | SUBSYSTEM | D5020252 - ICAP - Interior Lighting, High Int
[6 empty] | 273 | SUBSYSTEM | D5020901 - ICAP - Exit Lighting
[6 empty] | 274 | SUBSYSTEM | D5020902 - ICAP - Explosion Proof Lighting
[6 empty] | 275 | SUBSYSTEM | D5020903 - ICAP - Exterior Lighting
[6 empty] | 276 | SUBSYSTEM | D5020999 - ICAP - Other
|  |  | 45 | SYSTEM | D5030 - COMMUNICATION AND SECURITY | 277 | SUBSYSTEM | D5030910 - ICAP - Communication/Alarm Systems
[6 empty] | 278 | SUBSYSTEM | D5030999 - ICAP - Other
|  |  | 46 | SYSTEM | D5090 - OTHER ELECTRICAL SYSTEMS | 279 | SUBSYSTEM | D5090210 - ICAP - Generators
[6 empty] | 280 | SUBSYSTEM | D5090901 - ICAP - Emergency Lighting
[6 empty] | 281 | SUBSYSTEM | D5090902 - ICAP - Lightning Protection (Arresters)
[6 empty] | 282 | SUBSYSTEM | D5090903 - ICAP - Grounding System
[6 empty] | 283 | SUBSYSTEM | D5090904 - ICAP - Uninteruptible Power Supply
[6 empty] | 284 | SUBSYSTEM | D5090999 - ICAP - Other
14 | MASTERSYSTEM | E10 - EQUIPMENT | 47 | SYSTEM | E1010 - COMMERCIAL EQUIPMENT | 285 | SUBSYSTEM | E101001 - CHECKROOM EQUIPMENT
[6 empty] | 286 | SUBSYSTEM | E101003 - VENDING EQUIPMENT
[6 empty] | 287 | SUBSYSTEM | E101004 - LAUNDRY EQUIPMENT
[6 empty] | 288 | SUBSYSTEM | E101005 - SECURITY AND VAULT EQUIPMENT
[6 empty] | 289 | SUBSYSTEM | E101006 - TELLER AND SERVICE EQUIPMENT
[6 empty] | 290 | SUBSYSTEM | E101007 - MERCANTILE EQUIPMENT
[6 empty] | 291 | SUBSYSTEM | E101008 - OFFICE EQUIPMENT
|  |  | 48 | SYSTEM | E1020 - INSTITUTIONAL EQUIPMENT | 292 | SUBSYSTEM | E102002 - MEDICAL EQUIPMENT
[6 empty] | 293 | SUBSYSTEM | E102003 - LABORATORY EQUIPMENT
[6 empty] | 294 | SUBSYSTEM | E102005 - AUDITORIUM AND STAGE EQUIPMENT
[6 empty] | 295 | SUBSYSTEM | E102008 - INSTRUMENTAL EQUIPMENT
[6 empty] | 296 | SUBSYSTEM | E102009 - AUDIO-VISUAL EQUIPMENT
|  |  | 49 | SYSTEM | E1030 - VEHICULAR EQUIPMENT | 297 | SUBSYSTEM | E103001 - PARKING CONTROL EQUIPMENT
[6 empty] | 298 | SUBSYSTEM | E103002.02 - TRUCK OR DOCK LEVELER
[6 empty] | 299 | SUBSYSTEM | E103002.03 - TRUCK OR DOCK LIFTS
[6 empty] | 300 | SUBSYSTEM | E103002.04 - LOADING DOCK EQUIPMENT
[6 empty] | 301 | SUBSYSTEM | E103003 - WAREHOUSE EQUIPMENT
[6 empty] | 302 | SUBSYSTEM | E1030110 - ICAP - Vehicular Service Equipment
[6 empty] | 303 | SUBSYSTEM | E1030310 - ICAP - Loading Dock Equipment
[6 empty] | 304 | SUBSYSTEM | E1030999 - ICAP - Other
|  |  | 50 | SYSTEM | E1040 - INDUSTRIAL PROCESS EQUIPMENT
|  |  | 51 | SYSTEM | E1090 - OTHER EQUIPMENT | 305 | SUBSYSTEM | E109001 - BUILT-IN MAINTENANCE EQUIPMENT
[6 empty] | 306 | SUBSYSTEM | E109002 - FOOD SERVICE EQUIPMENT
[6 empty] | 307 | SUBSYSTEM | E109002 - SOLID WASTE HANDLING EQUIPMENT
[6 empty] | 308 | SUBSYSTEM | E109004 - RESIDENTIAL EQUIPMENT
[6 empty] | 309 | SUBSYSTEM | E109005 - UNIT KITCHEN
[6 empty] | 310 | SUBSYSTEM | E109009 - OBSERVATORY EQUIPMENT
[6 empty] | 311 | SUBSYSTEM | E109099.01 - BALERS
[6 empty] | 312 | SUBSYSTEM | E109099.03 - OTHER EQUIPMENT
15 | MASTERSYSTEM | E20 - FURNISHINGS | 52 | SYSTEM | E2010 - FIXED FURNISHINGS | 313 | SUBSYSTEM | E201099 - OTHER FIXED FURNISHINGS
|  |  | 53 | SYSTEM | E2020 - MOVEABLE FURNISHINGS | 314 | SUBSYSTEM | E202002 - MODULAR PREFABRICATED FURNITURE
[6 empty] | 315 | SUBSYSTEM | E202099 - OTHER MOVEABLE FURNISHINGS
16 | MASTERSYSTEM | F10 - SPECIAL CONSTRUCTION | 54 | SYSTEM | F1010 - SPECIAL STRUCTURES | 316 | SUBSYSTEM | F101001 - PRE-ENGINEERED STRUCTURES
[6 empty] | 317 | SUBSYSTEM | F101001.01 - K-SPAN BUILT STRUCTURES
[6 empty] | 318 | SUBSYSTEM | F101002 - EXTERIOR UTILITY BUILDINGS
[6 empty] | 319 | SUBSYSTEM | F101003 - AIR SUPPORTED STRUCTURES
[6 empty] | 320 | SUBSYSTEM | F101099.01 - PAINT BOOTH
[6 empty] | 321 | SUBSYSTEM | F101099.02 - PORTABLE OFFICE UNITS
|  |  | 55 | SYSTEM | F1020 - INTEGRATED CONSTRUCTION | 322 | SUBSYSTEM | F102001 - SPECIAL PURPOSE ROOMS
[6 empty] | 323 | SUBSYSTEM | F102002 - INTEGRATED ASSEMBLIES
[6 empty] | 324 | SUBSYSTEM | F102099 - OTHER INTERGRATED CONSTRUCTION
|  |  | 56 | SYSTEM | F1030 - SPECIAL CONSTRUCTION SYSTEMS | 325 | SUBSYSTEM | F103001 - VAULTS
[6 empty] | 326 | SUBSYSTEM | F103002 - SOUND VIBRATION AND SEISMIC CONSTRUCTION
[6 empty] | 327 | SUBSYSTEM | F103003 - RADIATION PROTECTION
[6 empty] | 328 | SUBSYSTEM | F103099 - OTHER SPECIAL CONSTRUCTION SYSTEMS
|  |  | 57 | SYSTEM | F1040 - SPECIAL FACILITIES | 329 | SUBSYSTEM | F104001 - INTERIOR SWIMMING POOLS
[6 empty] | 330 | SUBSYSTEM | F104002 - LIQUID AND GAS STORAGE TANKS
[6 empty] | 331 | SUBSYSTEM | F104003 - KENNELS AND ANIMAL SHELTERS
[6 empty] | 332 | SUBSYSTEM | F104004 - SITE CONSTRUCTED INCINERATORS
[6 empty] | 333 | SUBSYSTEM | F104005 - ICE RINKS
[6 empty] | 334 | SUBSYSTEM | F104099 - OTHER SPECIAL FACILITIES
|  |  | 58 | SYSTEM | F1050 - SPECIAL CONTROLS AND INSTRUMENTATION | 335 | SUBSYSTEM | F105001 - RECORDING INSTRUMENTATION
[6 empty] | 336 | SUBSYSTEM | F105002 - BUILDING AUTOMATION SYSTEMS
17 | MASTERSYSTEM | F20 - SELECTIVE BUILDING DEMOLITION | 59 | SYSTEM | F2010 - BUILDING ELEMENTS DEMOLITION | 337 | SUBSYSTEM | F201001 - SUBSTRUCTURE AND SUPERSTRUCTURE
[6 empty] | 338 | SUBSYSTEM | F201002 - EXTERIOR ENCLOSURE
[6 empty] | 339 | SUBSYSTEM | F201003 - ROOFING
[6 empty] | 340 | SUBSYSTEM | F201004 - INTERIOR CONSTRUCTION AND FINISHES
[6 empty] | 341 | SUBSYSTEM | F201005 - CONVEYING SYSTEMS
[6 empty] | 342 | SUBSYSTEM | F201006 - MECHANICAL SYSTEMS
[6 empty] | 343 | SUBSYSTEM | F201007 - ELECTRICAL SYSTEMS
[6 empty] | 344 | SUBSYSTEM | F201008 - EQUIPMENT AND FURNISHINGS
|  |  | 60 | SYSTEM | F2020 - HAZARDOUS COMPONENTS & SUPERSTRUCTURE | 345 | SUBSYSTEM | F202001 - SUBSTRUCTURE AND SUPERSTUCUTRE
[6 empty] | 346 | SUBSYSTEM | F202002 - EXTERIOR ENCLOSURE
[6 empty] | 347 | SUBSYSTEM | F202003 - ROOFING
[6 empty] | 348 | SUBSYSTEM | F202004 - INTERIOR CONSTRUCTION AND FINISHES
[6 empty] | 349 | SUBSYSTEM | F202005 - CONVEYING SYSTEMS
[6 empty] | 350 | SUBSYSTEM | F202006 - MECHANICAL SYSTEMS
[6 empty] | 351 | SUBSYSTEM | F202007 - ELECTRICAL SYSTEMS
[6 empty] | 352 | SUBSYSTEM | F202008 - EQUIPMENT AND FURNISHINGS
[6 empty] | 353 | SUBSYSTEM | F202009 - OTHER HAZARDOUS SELECTIVE BUILDING DEMO
18 | MASTERSYSTEM | G20 - SITE IMPROVEMENTS | 61 | SYSTEM | G2010 - PAVEMENTS | 354 | SUBSYSTEM | G201002.01 - CURBS AND GUTTERS
[6 empty] | 355 | SUBSYSTEM | G201002.02 - DRAINS
[6 empty] | 356 | SUBSYSTEM | G201003.01 - FLEXIBLE ASPHALT PAVEMENTS
[6 empty] | 357 | SUBSYSTEM | G201003.02 - RIGID CONCRETE PAVEMENTS
[6 empty] | 358 | SUBSYSTEM | G201004 - MARKINGS AND SIGNAGE
[6 empty] | 359 | SUBSYSTEM | G201005 - GUARDRAILS AND BARRIERS
[6 empty] | 360 | SUBSYSTEM | G201099.01 - COMPOSITE
[6 empty] | 361 | SUBSYSTEM | G201099.02 - PAVERS
[6 empty] | 362 | SUBSYSTEM | G201099.03 - UNIMPROVED/GRAVEL
|  |  | 62 | SYSTEM | G2020 - PARKING LOTS | 363 | SUBSYSTEM | G202005.01 - GUARD RAIL AND POSTS
[6 empty] | 364 | SUBSYSTEM | G202005.02 - WHEEL STOPS
[6 empty] | 365 | SUBSYSTEM | G202007 - PARKING METERS
|  |  | 63 | SYSTEM | G2030 - PEDESTRIAN PAVING | 366 | SUBSYSTEM | G203003.01 - ASPHALT PEDESTRIAN PAVING
[6 empty] | 367 | SUBSYSTEM | G203003.02 - CONCRETE PEDESTRIAN PAVING
[6 empty] | 368 | SUBSYSTEM | G203003.03 - PAVERS PEDESTRIAN PAVING
|  |  | 64 | SYSTEM | G2040 - SITE IMPROVEMENTS & AMMENITIES | 369 | SUBSYSTEM | G204001.01 - FENCES AND GATES
[6 empty] | 370 | SUBSYSTEM | G204001.02 - FENCES - CHAIN LINK
[6 empty] | 371 | SUBSYSTEM | G204001.03 - FENCES - MISCELLANEOUS METAL
[6 empty] | 372 | SUBSYSTEM | G204002 - RETAINING WALLS
[6 empty] | 373 | SUBSYSTEM | G204005 - SIGNAGE
[6 empty] | 374 | SUBSYSTEM | G204006.01 - FOUNTAINS, POOLS AND WATERCOURSES
[6 empty] | 375 | SUBSYSTEM | G204006.02 - FOUNTAINS
[6 empty] | 376 | SUBSYSTEM | G204008.01 - TERRACE AND PERIMETER WALLS
[6 empty] | 377 | SUBSYSTEM | G204008.02 - STONE WALL
[6 empty] | 378 | SUBSYSTEM | G204008.03 - FREE STANDING BRICK WALL
[6 empty] | 379 | SUBSYSTEM | G204009 - FLAG POLES
[6 empty] | 380 | SUBSYSTEM | G204099 - TRUCK SCALES
[6 empty] | 381 | SUBSYSTEM | G204099.01 - SITE FURNISHINGS
[6 empty] | 382 | SUBSYSTEM | G204099.02 - SITE SEATING
[6 empty] | 383 | SUBSYSTEM | G204099.03 - HANDRAIL - PIPE RAILINGS
[6 empty] | 384 | SUBSYSTEM | G204099.04 - CIGARETTE RECEPTACLE
[6 empty] | 385 | SUBSYSTEM | G204099.05 - GUARD RAILS AND POSTS
[6 empty] | 386 | SUBSYSTEM | G204099.06 - TRASH CANS
[6 empty] | 387 | SUBSYSTEM | G204099.07 - MAILBOXES
[6 empty] | 388 | SUBSYSTEM | G204099.08 - TURNSTILES
[6 empty] | 389 | SUBSYSTEM | G204099.09 - OUTDOOR COVERING
|  |  | 65 | SYSTEM | G2050 - LANDSCAPING | 390 | SUBSYSTEM | G205004 - LAWNS AND GRASSES
[6 empty] | 391 | SUBSYSTEM | G205005 - EXTERIOR PLANTS
[6 empty] | 392 | SUBSYSTEM | G205006 - PLANTERS
[6 empty] | 393 | SUBSYSTEM | G205007.01 - IRRIGATION PIPING
[6 empty] | 394 | SUBSYSTEM | G205007.02 - IRRIGATION BACKFLOW PREVENTION
[6 empty] | 395 | SUBSYSTEM | G205007.03 - IRRIGATION CONTROLS
[6 empty] | 396 | SUBSYSTEM | G205099 - LANDSCAPING
19 | MASTERSYSTEM | G30 - SITE MECHANICAL UTILITIES | 66 | SYSTEM | G3010 - WATER SUPPLY | 397 | SUBSYSTEM | G301001.01 - WELL SYSTEMS
[6 empty] | 398 | SUBSYSTEM | G301001.02 - WELLS
[6 empty] | 399 | SUBSYSTEM | G301003.01 - WATER STORAGE TANKS
[6 empty] | 400 | SUBSYSTEM | G301003.02 - SITE PIPING, POTABLE WATER
[6 empty] | 401 | SUBSYSTEM | G301004 - SITE PIPING, FIRE PROTECTION WATER
[6 empty] | 402 | SUBSYSTEM | G301006 - SITE PIPING, NON POTABLE WATER
[6 empty] | 403 | SUBSYSTEM | G301007 - PUMPING STATIONS
[6 empty] | 404 | SUBSYSTEM | G301008.01 - PACKAGE WATER TREATMENT PLANTS
[6 empty] | 405 | SUBSYSTEM | G301008.02 - PACKAGED WATER WASTE TREATMENT PLANTS
|  |  | 67 | SYSTEM | G3020 - SANITARY SEWER | 406 | SUBSYSTEM | G302001.02 - SITE PIPING, SANITARY SEWER
[6 empty] | 407 | SUBSYSTEM | G302002 - MANHOLES AND CLEANOUTS
[6 empty] | 408 | SUBSYSTEM | G302003 - LIFT STATIONS
[6 empty] | 409 | SUBSYSTEM | G302005.01 - SEPTIC DISPOSAL SYSTEMS
[6 empty] | 410 | SUBSYSTEM | G302005.02 - SEPTIC TANKS
[6 empty] | 411 | SUBSYSTEM | G302006 - DRAIN FIELDS
[6 empty] | 412 | SUBSYSTEM | G302099 - WASTEWATER TREATMENT TANKS
|  |  | 68 | SYSTEM | G3030 - STORM SEWER | 413 | SUBSYSTEM | G303001 - SITE PIPING, STORM SEWER
[6 empty] | 414 | SUBSYSTEM | G303002 - MANHOLES
[6 empty] | 415 | SUBSYSTEM | G303003 - LIFT STATIONS
[6 empty] | 416 | SUBSYSTEM | G303004.01 - CATCH BASINS
[6 empty] | 417 | SUBSYSTEM | G303004.02 - DITCHES AND CULVERTS
[6 empty] | 418 | SUBSYSTEM | G303005 - HEADWALLS
[6 empty] | 419 | SUBSYSTEM | G303007 - RETENTION PONDS
[6 empty] | 420 | SUBSYSTEM | G303099.01 - STORM DRAINAGE
[6 empty] | 421 | SUBSYSTEM | G303099.02 - SUBDRAINAGE
|  |  | 69 | SYSTEM | G3040 - HEATING DISTRIBUTION | 422 | SUBSYSTEM | G304001 - HOT WATER SUPPLY SYSTEM
[6 empty] | 423 | SUBSYSTEM | G304002 - STEAM SUPPLY
[6 empty] | 424 | SUBSYSTEM | G304004 - CONDENSATE RETURN
[6 empty] | 425 | SUBSYSTEM | G304006 - PUMPING STATIONS
|  |  | 70 | SYSTEM | G3050 - COOLING DISTRIBUTION | 426 | SUBSYSTEM | G305001 - CHILLED WATER PIPING
[6 empty] | 427 | SUBSYSTEM | G305004 - WELLS FOR COOLING / HEATING
[6 empty] | 428 | SUBSYSTEM | G305005 - PUMPING STATIONS
[6 empty] | 429 | SUBSYSTEM | G305006 - COOLING TOWERS ON SITE
|  |  | 71 | SYSTEM | G3060 - FUEL DISTRIBUTION | 430 | SUBSYSTEM | G306001 - SITE PIPING, FUEL DISTRIBUTION
[6 empty] | 431 | SUBSYSTEM | G306003 - FUEL DISPENSING STATIONS
[6 empty] | 432 | SUBSYSTEM | G306004 - FUEL STORAGE TANKS
[6 empty] | 433 | SUBSYSTEM | G306007 - NK SYSTEMS
[6 empty] | 434 | SUBSYSTEM | G306099 - FUEL EQUIPMENT
|  |  | 72 | SYSTEM | G3090 - OTHER SITE MECHANICAL UTILITIES | 435 | SUBSYSTEM | G3090 - INDUSTRIAL WASTE SYSTEMS
20 | MASTERSYSTEM | G40 - SITE ELECTRICAL UTILITIES | 73 | SYSTEM | G4010 - ELECTRICAL DISTRIBUTION | 436 | SUBSYSTEM | G401001 - SUBSTATIONS
[6 empty] | 437 | SUBSYSTEM | G401004 - OVERHEAD POWER DISTRIBUTION
[6 empty] | 438 | SUBSYSTEM | G401006 - UNDERGROUND POWER DISTRIBUTION
[6 empty] | 439 | SUBSYSTEM | G401099 - PIPED ENERGY DISTRIBUTION
|  |  | 74 | SYSTEM | G4020 - SITE LIGHTING | 440 | SUBSYSTEM | G402001 - FIXTURES AND TRANSFORMERS
[6 empty] | 441 | SUBSYSTEM | G402003 - POLES
[6 empty] | 442 | SUBSYSTEM | G402005 - WIRING CONDUITS AND DUCTBANKS
[6 empty] | 443 | SUBSYSTEM | G402006 - SITE LIGHTING CONTROLS
|  |  | 75 | SYSTEM | G4030 - SITE COMMUNICATIONS & SECURITY | 444 | SUBSYSTEM | G403001 - SITE COMMUNICATIONS SYSTEMS
[6 empty] | 445 | SUBSYSTEM | G403003 - FIRE AND WATCH SYSTEM
[6 empty] | 446 | SUBSYSTEM | G403007 - ELEC/COMMUNICATION STRUCTURES
[6 empty] | 447 | SUBSYSTEM | G403098 - SITE SECURITY AND ALARM SYSTEMS
21 | MASTERSYSTEM | G90 - OTHER SITE CONSTRUCTION | 76 | SYSTEM | G9010 - SERVICE AND PEDESTRIAN TUNNELS | 448 | SUBSYSTEM | G901001.01 - SERVICE TUNNELS
[6 empty] | 449 | SUBSYSTEM | G901001.02 - UTILITY TUNNEL
[6 empty] | 450 | SUBSYSTEM | G901001.03 - TUNNELS - UTILITY
[6 empty] | 451 | SUBSYSTEM | G901001.04 - INITIAL TUNNEL SUPPORT SYSTEMS
[6 empty] | 452 | SUBSYSTEM | G901001.05 - BORING OR JACKING CONDUITS
[6 empty] | 453 | SUBSYSTEM | G901001.06 - MICROTUNNELING
[6 empty] | 454 | SUBSYSTEM | G901001.07 - TRENCH BOXES
[6 empty] | 455 | SUBSYSTEM | G901001.08 - PEDESTRIAN TUNNELS
|  |  | 77 | SYSTEM | G9090 - OTHER SITE SYSTEMS & EQUIPMENT | 456 | SUBSYSTEM | G909001.01 - VEHICULAR BRIDGES
[6 empty] | 457 | SUBSYSTEM | G909001.02 - PREFABRICATED BRIDGES
[6 empty] | 458 | SUBSYSTEM | G909002 - RAILROAD TRACKS AND BEDS
[6 empty] | 459 | SUBSYSTEM | G909002.01 - RAILROAD TRACK
[6 empty] | 460 | SUBSYSTEM | G909002.02 - RAILROAD GRADE CROSSINGS
[6 empty] | 461 | SUBSYSTEM | G909002.03 - RAILROAD TRAIN SCALES
[6 empty] | 462 | SUBSYSTEM | G909003 - SNOW MELTING SYSTEMS
22 | MASTERSYSTEM | H10 - WATERFRONT STRUCTURES | 78 | SYSTEM | H1010 - SUBSTRUCTURE | 463 | SUBSYSTEM | H101001 - PILES
[6 empty] | 464 | SUBSYSTEM | H101002 - SHEET PILES
[6 empty] | 465 | SUBSYSTEM | H101003 - CAISSONS
[6 empty] | 466 | SUBSYSTEM | H101004.01 - TIE BACK ANCHOR - PILES
[6 empty] | 467 | SUBSYSTEM | H101004.02 - TIE BACK ANCHOR - DEADMENUBICLES
[6 empty] | 468 | SUBSYSTEM | H101005 - STEEL TIE RODS
[6 empty] | 469 | SUBSYSTEM | H101006 - GRAVITY WALL
[6 empty] | 470 | SUBSYSTEM | H101007 - BLOCK WALL
[6 empty] | 471 | SUBSYSTEM | H101008 - PILE CAPS
[6 empty] | 472 | SUBSYSTEM | H101009 - CRIBS
[6 empty] | 473 | SUBSYSTEM | H101010 - COFFERDAMS
[6 empty] | 474 | SUBSYSTEM | H101011 - WRAPS
[6 empty] | 475 | SUBSYSTEM | H101012 - REVETMENTS
[6 empty] | 476 | SUBSYSTEM | H101013 - ENCASEMENTS
[6 empty] | 477 | SUBSYSTEM | H101014 - SEAWALLS
[6 empty] | 478 | SUBSYSTEM | H101015 - COATINGS
[6 empty] | 479 | SUBSYSTEM | H101016 - BOAT RAMPS
[6 empty] | 480 | SUBSYSTEM | H101017 - CUT-OFF WALLS
[6 empty] | 481 | SUBSYSTEM | H101018 - FIREWALLS
[6 empty] | 482 | SUBSYSTEM | H101019 - WAVE ATTENUATION PANELS
|  |  | 79 | SYSTEM | H1020 - SUPERSTRUCTURE | 483 | SUBSYSTEM | H102001 - BEAMS AND GIRDERS
[6 empty] | 484 | SUBSYSTEM | H102002 - COLUMNS
[6 empty] | 485 | SUBSYSTEM | H102003 - DECK
[6 empty] | 486 | SUBSYSTEM | H102004 - ON-GRADE DECK
[6 empty] | 487 | SUBSYSTEM | H102005 - UTILITY VAULTS
[6 empty] | 488 | SUBSYSTEM | H102006 - UTILITY TRENCHES
|  |  | 80 | SYSTEM | H1030 - DECK COMPONENTS | 489 | SUBSYSTEM | H103001 - DECK OVERLAY
[6 empty] | 490 | SUBSYSTEM | H103002 - CURBS AND BULLRAILS
[6 empty] | 491 | SUBSYSTEM | H103003 - MOORING FOUNDATIONS
[6 empty] | 492 | SUBSYSTEM | H103004 - HIGH MAST LIGHTING FOUNDATIONS
[6 empty] | 493 | SUBSYSTEM | H103005 - UTILITY MOUNDS
[6 empty] | 494 | SUBSYSTEM | H103006 - EXPANSION JOINTS
[6 empty] | 495 | SUBSYSTEM | H103007 - GUARD POSTS AND GAURDRAILS
[6 empty] | 496 | SUBSYSTEM | H103008 - PAINT STRIPING
|  |  | 81 | SYSTEM | H1040 - FENDER SYSTEMS | 497 | SUBSYSTEM | H104001 - FENDER PILES
[6 empty] | 498 | SUBSYSTEM | H104002 - FENDER FRAMING
[6 empty] | 499 | SUBSYSTEM | H104003.01 - EXTRUDED FENDERS
[6 empty] | 500 | SUBSYSTEM | H104003.02 - MOLDED FENDERS
[6 empty] | 501 | SUBSYSTEM | H104003.03 - FACE PANEL FENDERS
[6 empty] | 502 | SUBSYSTEM | H104003.04 - ROLLER/WHEEL FENDERS
[6 empty] | 503 | SUBSYSTEM | H104003.05 - FLOATING FENDERS
[6 empty] | 504 | SUBSYSTEM | H104004 - CAMELS
[6 empty] | 505 | SUBSYSTEM | H104005 - SEPARATORS
[6 empty] | 506 | SUBSYSTEM | H104006 - DOLPHINS
[6 empty] | 507 | SUBSYSTEM | H104007 - FENDER WEAR SURFACES
[6 empty] | 508 | SUBSYSTEM | H104008 - FENDER SUPPORT CHAINS
|  |  | 82 | SYSTEM | H1050 - MOORING HARDWARE | 509 | SUBSYSTEM | H105001 - BOLLARDS
[6 empty] | 510 | SUBSYSTEM | H105002 - BITTS
[6 empty] | 511 | SUBSYSTEM | H105003 - CLEATS
[6 empty] | 512 | SUBSYSTEM | H105004 - QUICK RELEASE HOOKS
[6 empty] | 513 | SUBSYSTEM | H105005 - CAPSTANS AND WINDLASSES
[6 empty] | 514 | SUBSYSTEM | H105006 - ROLLER CHOCK
|  |  | 83 | SYSTEM | H1060 - APPURTENANCES | 515 | SUBSYSTEM | H106001 - HANDRAILS
[6 empty] | 516 | SUBSYSTEM | H106002 - BROWS
[6 empty] | 517 | SUBSYSTEM | H106003 - CABLE BOOMS
[6 empty] | 518 | SUBSYSTEM | H106004 - FLOATS
[6 empty] | 519 | SUBSYSTEM | H106005 - SAFETY LADDERS
[6 empty] | 520 | SUBSYSTEM | H106006 - LIFE RINGS
[6 empty] | 521 | SUBSYSTEM | H106007 - OIL CONTAINMENT BOOMS
[6 empty] | 522 | SUBSYSTEM | H106008 - ATFP FLOATING BARRIERS
23 | MASTERSYSTEM | H20 - GRAVING DRYDOCKS
24 | MASTERSYSTEM | H30 - COASTAL PROTECTION
25 | MASTERSYSTEM | H40 - NAVIGATION DREDGING AND RECLAMATION
26 | MASTERSYSTEM | H50 - WATERFRONT UTILITIES
27 | MASTERSYSTEM | H60 - WATERFRONT DEMOLITION
28 | MASTERSYSTEM | H70 - WATERFRONT ANTI-TERRORIST FORCE PROTECTION
29 | MASTERSYSTEM | I10 - AIRFIELD SITE IMPROVEMENTS | 84 | SYSTEM | I1010 - AIRFIELD PAVEMENTS | 523 | SUBSYSTEM | I101001 - ASPHALT CONCRETE AIRFIELDS
[6 empty] | 524 | SUBSYSTEM | I101002 - PORTLAND CEMENT CONCRETE AIRFIELDS
[6 empty] | 525 | SUBSYSTEM | I101003 - RUNWAY OVERRUNS
30 | MASTERSYSTEM | I20 - AIRFIELD ELECTRICAL UTILITIES | 85 | SYSTEM | I2010 - AIRFIELD LIGHTING | 526 | SUBSYSTEM | I201001 - APPROACH LIGHTING
[6 empty] | 527 | SUBSYSTEM | I201002 - RUNWAY LIGHTING
[6 empty] | 528 | SUBSYSTEM | I201003 - TAXIWAY LIGHTING
[6 empty] | 529 | SUBSYSTEM | I201004 - APRON LIGHTING
[6 empty] | 530 | SUBSYSTEM | I201005 - MAST-TYPE APRON LIGHTING
[6 empty] | 531 | SUBSYSTEM | I201006 - OBSTRUCTION LIGHTING
[6 empty] | 532 | SUBSYSTEM | I201007 - ENGINE-GENERATORS
|  |  | 86 | SYSTEM | I2020 - AIRFIELD LIGHTING VAULTS | 533 | SUBSYSTEM | I202001 - CONSTANT CURRENT REGULATORS
[6 empty] | 534 | SUBSYSTEM | I202002 - SERIES PLUG CUTOUTS
[6 empty] | 535 | SUBSYSTEM | I202003 - CIRCUIT SELECTOR SWITCHES
[6 empty] | 536 | SUBSYSTEM | I202004 - RADIO CONTROLLERS
[6 empty] | 537 | SUBSYSTEM | I202005 - CIRCUIT BREAKERS
[6 empty] | 538 | SUBSYSTEM | I202006 - DISCONNECT SWITCHES
[6 empty] | 539 | SUBSYSTEM | I202007 - TRANSFER SWITCHES
[6 empty] | 540 | SUBSYSTEM | I202008 - TRANSFORMERS
[6 empty] | 541 | SUBSYSTEM | I202009 - ENCLOSURES WITH BUS BARS
[6 empty] | 542 | SUBSYSTEM | I202010 - LIGHTING FIXTURES
[6 empty] | 543 | SUBSYSTEM | I202011 - LIGHTING CONTROLLERS
[6 empty] | 544 | SUBSYSTEM | I202012 - BONDING
[6 empty] | 545 | SUBSYSTEM | I202013 - CABLE TRAYS
[6 empty] | 546 | SUBSYSTEM | I202014 - CONDUIT SYSTEMS
[6 empty] | 547 | SUBSYSTEM | I202015 - WIRE WAYS
31 | MASTERSYSTEM | I30 - AIRFIELD SPECIAL CONSTRUCTION | 87 | SYSTEM | I3010 - AIRFIELD SPECIALTY SYSTEMS | 548 | SUBSYSTEM | I301001 - BLAST SHIELDS
[6 empty] | 549 | SUBSYSTEM | I301002 - TIE DOWNS/GROUNDING RECEPTACLES
32 | MASTERSYSTEM | J10 - ELECTRIC UTILITIES | 88 | SYSTEM | J1010 - Production | 550 | SUBSYSTEM | J1010100 - Surface Structures
[6 empty] | 551 | SUBSYSTEM | J1010110 - UG Structures
[6 empty] | 552 | SUBSYSTEM | J1010120 - Support Structures
[6 empty] | 553 | SUBSYSTEM | J1010130 - Switch Stations
[6 empty] | 554 | SUBSYSTEM | J1010140 - Sub Stations
[6 empty] | 555 | SUBSYSTEM | J1010150 - Circuits
[6 empty] | 556 | SUBSYSTEM | J1010160 - Generators
[6 empty] | 557 | SUBSYSTEM | J1010170 - Plant Controls
|  |  | 89 | SYSTEM | J1020 - Transmission | 558 | SUBSYSTEM | J1020100 - Surface Structures
[6 empty] | 559 | SUBSYSTEM | J1020110 - UG Structures
[6 empty] | 560 | SUBSYSTEM | J1020120 - Support Structures
[6 empty] | 561 | SUBSYSTEM | J1020130 - Switch Stations
[6 empty] | 562 | SUBSYSTEM | J1020140 - Sub Stations
[6 empty] | 563 | SUBSYSTEM | J1020150 - Circuits
|  |  | 90 | SYSTEM | J1030 - Distribution | 564 | SUBSYSTEM | J1030100 - Surface Structures
[6 empty] | 565 | SUBSYSTEM | J1030110 - UG Structures
[6 empty] | 566 | SUBSYSTEM | J1030120 - Support Structures
[6 empty] | 567 | SUBSYSTEM | J1030130 - Switch Stations
[6 empty] | 568 | SUBSYSTEM | J1030140 - Sub Stations
[6 empty] | 569 | SUBSYSTEM | J1030150 - Circuits
33 | MASTERSYSTEM | K10 - POTABLE WATER UTILITIES | 91 | SYSTEM | K1010 - Production | 570 | SUBSYSTEM | K1010100 - Reservoirs
[6 empty] | 571 | SUBSYSTEM | K1010110 - Wells
[6 empty] | 572 | SUBSYSTEM | K1010120 - Raw Water Supply
[6 empty] | 573 | SUBSYSTEM | K1010130 - Pump Stations
[6 empty] | 574 | SUBSYSTEM | K1010140 - Storage
[6 empty] | 575 | SUBSYSTEM | K1010150 - Preliminary Treatment
[6 empty] | 576 | SUBSYSTEM | K1010160 - Coagulation Flocculation
[6 empty] | 577 | SUBSYSTEM | K1010170 - Sedimentation
[6 empty] | 578 | SUBSYSTEM | K1010180 - Adsorption
[6 empty] | 579 | SUBSYSTEM | K1010190 - Filtration
[6 empty] | 580 | SUBSYSTEM | K1010200 - Chemical Treatment
[6 empty] | 581 | SUBSYSTEM | K1010210 - Finished Water
[6 empty] | 582 | SUBSYSTEM | K1010220 - Disinfection
[6 empty] | 583 | SUBSYSTEM | K1010230 - Solids Handling
[6 empty] | 584 | SUBSYSTEM | K1010240 - Chemical Storage
[6 empty] | 585 | SUBSYSTEM | K1010250 - Plant Electrical
[6 empty] | 586 | SUBSYSTEM | K1010260 - Plant Water
[6 empty] | 587 | SUBSYSTEM | K1010270 - Plant Communications
[6 empty] | 588 | SUBSYSTEM | K1010280 - Plant Controls
[6 empty] | 589 | SUBSYSTEM | K1010290 - Plant Compressed Air
|  |  | 92 | SYSTEM | K1020 - Distribution | 590 | SUBSYSTEM | K1020100 - Service Areas
[6 empty] | 591 | SUBSYSTEM | K1020110 - Pump Stations
[6 empty] | 592 | SUBSYSTEM | K1020120 - Storage
34 | MASTERSYSTEM | K20 - NON-POTABLE WATER UTILITIES | 93 | SYSTEM | K2010 - Production | 593 | SUBSYSTEM | K2010100 - Reservoirs
[6 empty] | 594 | SUBSYSTEM | K2010110 - Wells
[6 empty] | 595 | SUBSYSTEM | K2010120 - Water Supply
[6 empty] | 596 | SUBSYSTEM | K2010130 - Pump Stations
[6 empty] | 597 | SUBSYSTEM | K2010140 - Storage
[6 empty] | 598 | SUBSYSTEM | K2010150 - Plant Compressed Air
[6 empty] | 599 | SUBSYSTEM | K2010160 - Plant Controls
[6 empty] | 600 | SUBSYSTEM | K2010170 - Plant Communications
[6 empty] | 601 | SUBSYSTEM | K2010180 - Plant Electrical
[6 empty] | 602 | SUBSYSTEM | K2010190 - Plant Water
|  |  | 94 | SYSTEM | K2020 - Distribution | 603 | SUBSYSTEM | K2020100 - Service Areas
[6 empty] | 604 | SUBSYSTEM | K2020110 - Pump Stations
[6 empty] | 605 | SUBSYSTEM | K2020120 - Storage
35 | MASTERSYSTEM | K30 - FIRE PROTECTION WATER UTILITIES | 95 | SYSTEM | K3010 - Production | 606 | SUBSYSTEM | K3010100 - Reservoirs
[6 empty] | 607 | SUBSYSTEM | K3010110 - Wells
[6 empty] | 608 | SUBSYSTEM | K3010120 - Water Supply
[6 empty] | 609 | SUBSYSTEM | K3010130 - Pump Stations
[6 empty] | 610 | SUBSYSTEM | K3010140 - Storage
[6 empty] | 611 | SUBSYSTEM | K3010150 - Plant Compressed Air
[6 empty] | 612 | SUBSYSTEM | K3010160 - Plant Controls
[6 empty] | 613 | SUBSYSTEM | K3010170 - Plant Communications
[6 empty] | 614 | SUBSYSTEM | K3010180 - Plant Electrical
[6 empty] | 615 | SUBSYSTEM | K3010190 - Plant Water
|  |  | 96 | SYSTEM | K3020 - Distribution | 616 | SUBSYSTEM | K3020100 - Service Areas
[6 empty] | 617 | SUBSYSTEM | K3020110 - Pump Stations
[6 empty] | 618 | SUBSYSTEM | K3020120 - Storage
36 | MASTERSYSTEM | K40 - SALT WATER UTILITIES | 97 | SYSTEM | K4010 - Production | 619 | SUBSYSTEM | K4010100 - Reservoirs
[6 empty] | 620 | SUBSYSTEM | K4010110 - Wells
[6 empty] | 621 | SUBSYSTEM | K4010120 - Water Supply
[6 empty] | 622 | SUBSYSTEM | K4010130 - Pump Stations
[6 empty] | 623 | SUBSYSTEM | K4010140 - Storage
[6 empty] | 624 | SUBSYSTEM | K4010150 - Plant Compressed Air
[6 empty] | 625 | SUBSYSTEM | K4010160 - Plant Controls
[6 empty] | 626 | SUBSYSTEM | K4010170 - Plant Communications
[6 empty] | 627 | SUBSYSTEM | K4010180 - Plant Electrical
[6 empty] | 628 | SUBSYSTEM | K4010190 - Plant Water
|  |  | 98 | SYSTEM | K4020 - Distribution | 629 | SUBSYSTEM | K4020100 - Service Areas
[6 empty] | 630 | SUBSYSTEM | K4020110 - Pump Stations
[6 empty] | 631 | SUBSYSTEM | K4020120 - Storage
[6 empty] | 632 | SUBSYSTEM | K4020200 - Surface Structure
[6 empty] | 633 | SUBSYSTEM | K4020210 - UG Structures
[6 empty] | 634 | SUBSYSTEM | K4020220 - Support Structures
37 | MASTERSYSTEM | L10 - STEAM UTILITIES | 99 | SYSTEM | L1010 - Production | 635 | SUBSYSTEM | L1010100 - Plant Electrical
[6 empty] | 636 | SUBSYSTEM | L1010110 - Plant Water
[6 empty] | 637 | SUBSYSTEM | L1010120 - Plant Steam
[6 empty] | 638 | SUBSYSTEM | L1010130 - Plant Communications
[6 empty] | 639 | SUBSYSTEM | L1010135 - Plant Controls
[6 empty] | 640 | SUBSYSTEM | L1010140 - Make-up Water
[6 empty] | 641 | SUBSYSTEM | L1010150 - Boiler Feedwater
[6 empty] | 642 | SUBSYSTEM | L1010160 - Boilers
[6 empty] | 643 | SUBSYSTEM | L1010170 - Chemical Feed
[6 empty] | 644 | SUBSYSTEM | L1010180 - Compressed Air
[6 empty] | 645 | SUBSYSTEM | L1010190 - Condensate and Blowdown
[6 empty] | 646 | SUBSYSTEM | L1010200 - Fuel System
[6 empty] | 647 | SUBSYSTEM | L1010210 - Surface Structure
[6 empty] | 648 | SUBSYSTEM | L1010220 - UG Structures
[6 empty] | 649 | SUBSYSTEM | L1010230 - Support Structures
|  |  | 100 | SYSTEM | L1020 - Distribution | 650 | SUBSYSTEM | L1020100 - Service Area
[6 empty] | 651 | SUBSYSTEM | L1020110 - Pump Station
[6 empty] | 652 | SUBSYSTEM | L1020120 - Storage
[6 empty] | 653 | SUBSYSTEM | L1020130 - Surface Structure
[6 empty] | 654 | SUBSYSTEM | L1020140 - UG Structures
[6 empty] | 655 | SUBSYSTEM | L1020150 - Support Structures
38 | MASTERSYSTEM | L20 - HIGH TEMP HOT WATER UTILITIES | 101 | SYSTEM | L2010 - Production | 656 | SUBSYSTEM | L2010100 - Plant Electrical
[6 empty] | 657 | SUBSYSTEM | L2010110 - Plant Water
[6 empty] | 658 | SUBSYSTEM | L2010120 - Plant High Temp Hot Water
[6 empty] | 659 | SUBSYSTEM | L2010130 - Plant Communications
[6 empty] | 660 | SUBSYSTEM | L2010135 - Plant Controls
[6 empty] | 661 | SUBSYSTEM | L2010140 - Make-up Water
[6 empty] | 662 | SUBSYSTEM | L2010150 - Boiler Feedwater
[6 empty] | 663 | SUBSYSTEM | L2010160 - Boilers
[6 empty] | 664 | SUBSYSTEM | L2010170 - Chemical Feed
[6 empty] | 665 | SUBSYSTEM | L2010180 - Compressed Air
[6 empty] | 666 | SUBSYSTEM | L2010190 - Condensate and Blowdown
[6 empty] | 667 | SUBSYSTEM | L2010200 - Fuel System
|  |  | 102 | SYSTEM | L2020 - Distribution | 668 | SUBSYSTEM | L2020100 - Service Area
[6 empty] | 669 | SUBSYSTEM | L2020110 - Pump Station
[6 empty] | 670 | SUBSYSTEM | L2020120 - Storage
39 | MASTERSYSTEM | L30 - DOMESTIC HOT WATER UTILITIES | 103 | SYSTEM | L3010 - Production | 671 | SUBSYSTEM | L3010100 - Plant Electrical
[6 empty] | 672 | SUBSYSTEM | L3010110 - Plant Water
[6 empty] | 673 | SUBSYSTEM | L3010120 - Plant Domestic Hot Water
[6 empty] | 674 | SUBSYSTEM | L3010130 - Plant Communications
[6 empty] | 675 | SUBSYSTEM | L3010135 - Plant Controls
[6 empty] | 676 | SUBSYSTEM | L3010140 - Make-up Water
[6 empty] | 677 | SUBSYSTEM | L3010150 - Boiler Feedwater
[6 empty] | 678 | SUBSYSTEM | L3010160 - Boilers
[6 empty] | 679 | SUBSYSTEM | L3010170 - Chemical Feed
[6 empty] | 680 | SUBSYSTEM | L3010180 - Compressed Air
[6 empty] | 681 | SUBSYSTEM | L3010190 - Condensate and Blowdown
[6 empty] | 682 | SUBSYSTEM | L3010200 - Fuel System
|  |  | 104 | SYSTEM | L3020 - Distribution | 683 | SUBSYSTEM | L3020100 - Service Area
[6 empty] | 684 | SUBSYSTEM | L3020110 - Pump Station
[6 empty] | 685 | SUBSYSTEM | L3020120 - Storage
40 | MASTERSYSTEM | L40 - CHILLED WATER UTILITIES | 105 | SYSTEM | L4010 - Production | 686 | SUBSYSTEM | L4010100 - Plant Electrical
[6 empty] | 687 | SUBSYSTEM | L4010110 - Plant Water
[6 empty] | 688 | SUBSYSTEM | L4010120 - Plant Chilled Water
[6 empty] | 689 | SUBSYSTEM | L4010130 - Plant Communications
[6 empty] | 690 | SUBSYSTEM | L4010135 - Plant Controls
[6 empty] | 691 | SUBSYSTEM | L4010140 - Make-up Water
[6 empty] | 692 | SUBSYSTEM | L4010150 - Chiller Feedwater
[6 empty] | 693 | SUBSYSTEM | L4010160 - Chiller
[6 empty] | 694 | SUBSYSTEM | L4010170 - Chemical Feed
[6 empty] | 695 | SUBSYSTEM | L4010180 - Compressed Air
[6 empty] | 696 | SUBSYSTEM | L4010190 - Condenser
[6 empty] | 697 | SUBSYSTEM | L4010200 - Fuel System
|  |  | 106 | SYSTEM | L4020 - Distribution | 698 | SUBSYSTEM | L4020100 - Service Area
[6 empty] | 699 | SUBSYSTEM | L4020110 - Pump Station
[6 empty] | 700 | SUBSYSTEM | L4020120 - Storage
41 | MASTERSYSTEM | M10 - SANITARY SEWER SYSTEMS | 107 | SYSTEM | M1010 - Production | 701 | SUBSYSTEM | M1010100 - Pump Stations
[6 empty] | 702 | SUBSYSTEM | M1010110 - Equalization
[6 empty] | 703 | SUBSYSTEM | M1010120 - Preliminary Treatment
[6 empty] | 704 | SUBSYSTEM | M1010130 - Primary Clarification
[6 empty] | 705 | SUBSYSTEM | M1010140 - Holding Tanks
[6 empty] | 706 | SUBSYSTEM | M1010150 - Biological Treatment
[6 empty] | 707 | SUBSYSTEM | M1010160 - Chemical Treatment
[6 empty] | 708 | SUBSYSTEM | M1010170 - Secondary Clarification
[6 empty] | 709 | SUBSYSTEM | M1010180 - Filtration
[6 empty] | 710 | SUBSYSTEM | M1010190 - Disinfection
[6 empty] | 711 | SUBSYSTEM | M1010200 - Sludge Dewatering
[6 empty] | 712 | SUBSYSTEM | M1010210 - Sludge Disposal
[6 empty] | 713 | SUBSYSTEM | M1010220 - Sludge Digestion
[6 empty] | 714 | SUBSYSTEM | M1010230 - Chemical Storage
[6 empty] | 715 | SUBSYSTEM | M1010240 - Plant Electrical
[6 empty] | 716 | SUBSYSTEM | M1010250 - Plant Water
[6 empty] | 717 | SUBSYSTEM | M1010260 - Plant Communications
[6 empty] | 718 | SUBSYSTEM | M1010270 - Plant Controls
[6 empty] | 719 | SUBSYSTEM | M1010280 - Plant Compressed Air
|  |  | 108 | SYSTEM | M1020 - Distribution | 720 | SUBSYSTEM | M1020100 - Service Area
[6 empty] | 721 | SUBSYSTEM | M1020110 - Storage
[6 empty] | 722 | SUBSYSTEM | M1020120 - Pump Stations
[6 empty] | 723 | SUBSYSTEM | M1020130 - Flume
42 | MASTERSYSTEM | M20 - INDUSTRIAL WASTEWATER UTILITIES | 109 | SYSTEM | M2010 - Production | 724 | SUBSYSTEM | M2010100 - Pump Stations
[6 empty] | 725 | SUBSYSTEM | M2010110 - Equalization
[6 empty] | 726 | SUBSYSTEM | M2010120 - Preliminary Treatment
[6 empty] | 727 | SUBSYSTEM | M2010130 - Primary Clarification
[6 empty] | 728 | SUBSYSTEM | M2010140 - Holding Tanks
[6 empty] | 729 | SUBSYSTEM | M2010150 - Biological Treatment
[6 empty] | 730 | SUBSYSTEM | M2010160 - Chemical Treatment
[6 empty] | 731 | SUBSYSTEM | M2010170 - Secondary Clarification
[6 empty] | 732 | SUBSYSTEM | M2010180 - Filtration
[6 empty] | 733 | SUBSYSTEM | M2010190 - Disinfection
[6 empty] | 734 | SUBSYSTEM | M2010200 - Sludge Dewatering
[6 empty] | 735 | SUBSYSTEM | M2010210 - Sludge Disposal
[6 empty] | 736 | SUBSYSTEM | M2010220 - Sludge Digestion
[6 empty] | 737 | SUBSYSTEM | M2010230 - Chemical Storage
[6 empty] | 738 | SUBSYSTEM | M2010240 - Plant Electrical
[6 empty] | 739 | SUBSYSTEM | M2010250 - Plant Water
[6 empty] | 740 | SUBSYSTEM | M2010260 - Plant Communications
[6 empty] | 741 | SUBSYSTEM | M2010270 - Plant Controls
[6 empty] | 742 | SUBSYSTEM | M2010280 - Plant Compressed Air
|  |  | 110 | SYSTEM | M2020 - Distribution | 743 | SUBSYSTEM | M2020100 - Service Area
[6 empty] | 744 | SUBSYSTEM | M2020110 - Storage
[6 empty] | 745 | SUBSYSTEM | M2020120 - Pump Stations
[6 empty] | 746 | SUBSYSTEM | M2020130 - Flume
43 | MASTERSYSTEM | M30 - OILY WASTEWATER UTILITIES | 111 | SYSTEM | M3010 - Production | 747 | SUBSYSTEM | M3010100 - Pump Stations
[6 empty] | 748 | SUBSYSTEM | M3010110 - Equalization
[6 empty] | 749 | SUBSYSTEM | M3010120 - Preliminary Treatment
[6 empty] | 750 | SUBSYSTEM | M3010130 - Primary Clarification
[6 empty] | 751 | SUBSYSTEM | M3010140 - Holding Tanks
[6 empty] | 752 | SUBSYSTEM | M3010150 - Biological Treatment
[6 empty] | 753 | SUBSYSTEM | M3010160 - Chemical Treatment
[6 empty] | 754 | SUBSYSTEM | M3010170 - Secondary Clarification
[6 empty] | 755 | SUBSYSTEM | M3010180 - Filtration
[6 empty] | 756 | SUBSYSTEM | M3010190 - Disinfection
[6 empty] | 757 | SUBSYSTEM | M3010200 - Sludge Dewatering
[6 empty] | 758 | SUBSYSTEM | M3010210 - Sludge Disposal
[6 empty] | 759 | SUBSYSTEM | M3010220 - Sludge Digestion
[6 empty] | 760 | SUBSYSTEM | M3010230 - Chemical Storage
[6 empty] | 761 | SUBSYSTEM | M3010240 - Plant Electrical
[6 empty] | 762 | SUBSYSTEM | M3010250 - Plant Water
[6 empty] | 763 | SUBSYSTEM | M3010260 - Plant Communications
[6 empty] | 764 | SUBSYSTEM | M3010270 - Plant Controls
[6 empty] | 765 | SUBSYSTEM | M3010280 - Plant Compressed Air
|  |  | 112 | SYSTEM | M3020 - Distribution | 766 | SUBSYSTEM | M3020100 - Service Area
[6 empty] | 767 | SUBSYSTEM | M3020110 - Storage
[6 empty] | 768 | SUBSYSTEM | M3020120 - Pump Stations
[6 empty] | 769 | SUBSYSTEM | M3020130 - Flume
44 | MASTERSYSTEM | M40 - STORM WATER UTILITIES | 113 | SYSTEM | M4010 - Production | 770 | SUBSYSTEM | M4010100 - Pump Stations
[6 empty] | 771 | SUBSYSTEM | M4010110 - Storage
[6 empty] | 772 | SUBSYSTEM | M4010120 - Plant Controls
|  |  | 114 | SYSTEM | M4020 - Distribution | 773 | SUBSYSTEM | M4020100 - Service Area
[6 empty] | 774 | SUBSYSTEM | M4020110 - Storage
[6 empty] | 775 | SUBSYSTEM | M4020120 - Pump Stations
45 | MASTERSYSTEM | N10 - NATURAL GAS UTILITIES | 115 | SYSTEM | N1010 - Production | 776 | SUBSYSTEM | N1010100 - Plant Electric
[6 empty] | 777 | SUBSYSTEM | N1010110 - Plant Water
[6 empty] | 778 | SUBSYSTEM | N1010120 - Communications
[6 empty] | 779 | SUBSYSTEM | N1010130 - Compressed Air
[6 empty] | 780 | SUBSYSTEM | N1010140 - Compressed Gas
[6 empty] | 781 | SUBSYSTEM | N1010150 - Plant Controls
|  |  | 116 | SYSTEM | N1020 - Distribution | 782 | SUBSYSTEM | N1020100 - Service Area
[6 empty] | 783 | SUBSYSTEM | N1020110 - Storage
[6 empty] | 784 | SUBSYSTEM | N1020120 - Pump Stations
46 | MASTERSYSTEM | N20 - PROPANE UTILITIES | 117 | SYSTEM | N2010 - Production | 785 | SUBSYSTEM | N2010100 - Plant Electric
[6 empty] | 786 | SUBSYSTEM | N2010110 - Plant Water
[6 empty] | 787 | SUBSYSTEM | N2010120 - Communications
[6 empty] | 788 | SUBSYSTEM | N2010130 - Compressed Air
[6 empty] | 789 | SUBSYSTEM | N2010140 - Compressed Gas
[6 empty] | 790 | SUBSYSTEM | N2010150 - Plant Controls
|  |  | 118 | SYSTEM | N2020 - Distribution | 791 | SUBSYSTEM | N2020100 - Service Area
[6 empty] | 792 | SUBSYSTEM | N2020110 - Storage
[6 empty] | 793 | SUBSYSTEM | N2020120 - Pump Stations
47 | MASTERSYSTEM | P10 - COMPRESSED AIR UTILITIES | 119 | SYSTEM | P1010 - Production | 794 | SUBSYSTEM | P1010100 - Plant Electric
[6 empty] | 795 | SUBSYSTEM | P1010110 - Plant Water
[6 empty] | 796 | SUBSYSTEM | P1010120 - Communications
[6 empty] | 797 | SUBSYSTEM | P1010130 - Compressed Air
[6 empty] | 798 | SUBSYSTEM | P1010140 - Compressed Gas
[6 empty] | 799 | SUBSYSTEM | P1010150 - Plant Controls
|  |  | 120 | SYSTEM | P1020 - Distribution | 800 | SUBSYSTEM | P1020100 - Service Area
[6 empty] | 801 | SUBSYSTEM | P1020110 - Storage
[6 empty] | 802 | SUBSYSTEM | P1020120 - Pump Stations
48 | MASTERSYSTEM | Q10 - MULTIPLE COMMODITY STRUCTURES | 121 | SYSTEM | Q1020 - Distribution | 803 | SUBSYSTEM | Q1020100 - Surface Structures
[6 empty] | 804 | SUBSYSTEM | Q1020110 - UG Structures
[6 empty] | 805 | SUBSYSTEM | Q1020120 - Support Structures
49 | MASTERSYSTEM | T10 - TEMPORARY MASTER SYSTEM | 122 | SYSTEM | T1000 - TEMPORARY SYSTEM | 806 | SUBSYSTEM | T100000 - TEMPORARY SUBSYSTEM
50 | MASTERSYSTEM | Z10 - CROSSOVER ONLY | 123 | SYSTEM | Z1010 - CROSSOVER ONLY | 807 | SUBSYSTEM | Z101001 - CROSSOVER ONLY

## 5-2 System (hidden)
ID | LISTNAME | DESCRIPTION
1 | SYSTEM | A1010 - STANDARD FOUNDATIONS
2 | SYSTEM | A1020 - SPECIAL FOUNDATIONS
3 | SYSTEM | A1030 - SLAB ON GRADE
4 | SYSTEM | A2010 - BASEMENT EXCAVATION
5 | SYSTEM | A2020 - BASEMENT WALLS
6 | SYSTEM | B1010 - FLOOR CONSTRUCTION
7 | SYSTEM | B1020 - ROOF CONSTRUCTION
8 | SYSTEM | B1030 - ROOF CONSTRUCTION
9 | SYSTEM | B2010 - EXTERIOR WALLS
10 | SYSTEM | B2020 - EXTERIOR GLAZED OPENINGS
11 | SYSTEM | B2030 - EXTERIOR DOORS
12 | SYSTEM | B3010 - ROOF COVERING
13 | SYSTEM | B3020 - ROOF OPENING
14 | SYSTEM | C1010 - PARTITIONS
15 | SYSTEM | C1020 - INTERIOR DOORS
16 | SYSTEM | C1030 - FITTINGS
17 | SYSTEM | C2010 - STAIR CONSTRUCTION
18 | SYSTEM | C2020 - STAIR FINISHES
19 | SYSTEM | C3010 - WALL FINISHES
20 | SYSTEM | C3020 - FLOORING
21 | SYSTEM | C3030 - CEILING FINISHES
22 | SYSTEM | C3040 - INTERIOR FINISH ASSEMBLIES
23 | SYSTEM | D1010 - ELEVATORS AND LIFTS
24 | SYSTEM | D1020 - ESCALATORS AND MOVING WALKS
25 | SYSTEM | D1090 - OTHER CONVEYING SYSTEMS
26 | SYSTEM | D2010 - PLUMBING FIXTURES
27 | SYSTEM | D2020 - DOMESTIC WATER DISTRIBUTION
28 | SYSTEM | D2030 - SANITARY WASTE
29 | SYSTEM | D2040 - RAIN WATER DRAINAGE
30 | SYSTEM | D2090 - OTHER PLUMBING SYSTEMS
31 | SYSTEM | D3010 - ENERGY SUPPLY
32 | SYSTEM | D3020 - HEAT GENERATING SYSTEMS
33 | SYSTEM | D3030 - COOLING GENERATING SYSTEMS
34 | SYSTEM | D3040 - DISTRIBUTION SYSTEMS
35 | SYSTEM | D3050 - TERMINAL & PACKAGE UNITS
36 | SYSTEM | D3060 - CONTROLS & INSTRUMENTATION
37 | SYSTEM | D3070 - SYSTEMS TESTING & BALANCING
38 | SYSTEM | D3090 - OTHER HVAC SYSTEMS & EQUIPMENT
39 | SYSTEM | D4010 - SPRINKLERS
40 | SYSTEM | D4020 - STANDPIPES
41 | SYSTEM | D4030 - FIRE PROTECTION SPECIALTIES
42 | SYSTEM | D4090 - OTHER FIRE PROTECTION SYSTEMS
43 | SYSTEM | D5010 - ELECTRICAL SERVICE & DISTRIBUTION
44 | SYSTEM | D5010 - ELECTRICAL SERVICE AND DISTRIBUTION
45 | SYSTEM | D5020 - LIGHTING & BRANCH WIRING
46 | SYSTEM | D5030 - COMMUNICATION AND SECURITY
47 | SYSTEM | D5090 - OTHER ELECTRICAL SYSTEMS
48 | SYSTEM | E1010 - COMMERCIAL EQUIPMENT
49 | SYSTEM | E1020 - INSTITUTIONAL EQUIPMENT
50 | SYSTEM | E1030 - VEHICULAR EQUIPMENT
51 | SYSTEM | E1040 - INDUSTRIAL PROCESS EQUIPMENT
52 | SYSTEM | E1090 - OTHER EQUIPMENT
53 | SYSTEM | E2010 - FIXED FURNISHINGS
54 | SYSTEM | E2020 - MOVEABLE FURNISHINGS
55 | SYSTEM | F1010 - SPECIAL STRUCTURES
56 | SYSTEM | F1020 - INTEGRATED CONSTRUCTION
57 | SYSTEM | F1030 - SPECIAL CONSTRUCTION SYSTEMS
58 | SYSTEM | F1040 - SPECIAL FACILITIES
59 | SYSTEM | F1050 - SPECIAL CONTROLS AND INSTRUMENTATION
60 | SYSTEM | F2010 - BUILDING ELEMENTS DEMOLITION
61 | SYSTEM | F2020 - HAZARDOUS COMPONENTS & SUPERSTRUCTURE
62 | SYSTEM | G2010 - PAVEMENTS
63 | SYSTEM | G2030 - PEDESTRIAN PAVING
64 | SYSTEM | G2040 - SITE IMPROVEMENTS & AMMENITIES
65 | SYSTEM | G2050 - LANDSCAPING
66 | SYSTEM | G3010 - WATER SUPPLY
67 | SYSTEM | G3020 - SANITARY SEWER
68 | SYSTEM | G3030 - STORM SEWER
69 | SYSTEM | G3040 - HEATING DISTRIBUTION
70 | SYSTEM | G3050 - COOLING DISTRIBUTION
71 | SYSTEM | G3060 - FUEL DISTRIBUTION
72 | SYSTEM | G3090 - OTHER SITE MECHANICAL UTILITIES
73 | SYSTEM | G4010 - ELECTRICAL DISTRIBUTION
74 | SYSTEM | G4020 - SITE LIGHTING
75 | SYSTEM | G4030 - SITE COMMUNICATIONS & SECURITY
76 | SYSTEM | G9010 - SERVICE AND PEDESTRIAN TUNNELS
77 | SYSTEM | G9090 - OTHER SITE SYSTEMS & EQUIPMENT
78 | SYSTEM | H1010 - SUBSTRUCTURE
79 | SYSTEM | H1020 - SUPERSTRUCTURE
80 | SYSTEM | H1030 - DECK COMPONENTS
81 | SYSTEM | H1040 - FENDER SYSTEMS
82 | SYSTEM | H1050 - MOORING HARDWARE
83 | SYSTEM | H1060 - APPURTENANCES
84 | SYSTEM | I1010 - AIRFIELD PAVEMENTS
85 | SYSTEM | I2010 - AIRFIELD LIGHTING
86 | SYSTEM | I2020 - AIRFIELD LIGHTING VAULTS
87 | SYSTEM | I3010 - AIRFIELD SPECIALTY SYSTEMS
88 | SYSTEM | J1010 - Production
89 | SYSTEM | J1020 - Transmission
90 | SYSTEM | J1030 - Distribution
91 | SYSTEM | K1010 - Production
92 | SYSTEM | K1020 - Distribution
93 | SYSTEM | K2010 - Production
94 | SYSTEM | K2020 - Distribution
95 | SYSTEM | K3010 - Production
96 | SYSTEM | K3020 - Distribution
97 | SYSTEM | K4010 - Production
98 | SYSTEM | K4020 - Distribution
99 | SYSTEM | L1010 - Production
100 | SYSTEM | L1020 - Distribution
101 | SYSTEM | L2010 - Production
102 | SYSTEM | L2020 - Distribution
103 | SYSTEM | L3010 - Production
104 | SYSTEM | L3020 - Distribution
105 | SYSTEM | L4010 - Production
106 | SYSTEM | L4020 - Distribution
107 | SYSTEM | M1010 - Production
108 | SYSTEM | M1020 - Distribution
109 | SYSTEM | M2010 - Production
110 | SYSTEM | M2020 - Distribution
111 | SYSTEM | M3010 - Production
112 | SYSTEM | M3020 - Distribution
113 | SYSTEM | M4010 - Production
114 | SYSTEM | M4020 - Distribution
115 | SYSTEM | N1010 - Production
116 | SYSTEM | N1020 - Distribution
117 | SYSTEM | N2010 - Production
118 | SYSTEM | N2020 - Distribution
119 | SYSTEM | P1010 - Production
120 | SYSTEM | P1020 - Distribution
121 | SYSTEM | Q1020 - Distribution
122 | SYSTEM | T1000 - TEMPORARY SYSTEM
123 | SYSTEM | Z1010 - CROSSOVER ONLY

## 5-3 Sub System (hidden)
ID | LISTNAME | DESCRIPTION
1 | SUBSYSTEM | J1010130 - Switch Stations
2 | SUBSYSTEM | J1010140 - Sub Stations
3 | SUBSYSTEM | J1010150 - Circuits
4 | SUBSYSTEM | J1010160 - Generators
5 | SUBSYSTEM | J1020100 - Surface Structures
6 | SUBSYSTEM | J1020110 - UG Structures
7 | SUBSYSTEM | K3010110 - Wells
8 | SUBSYSTEM | K3010120 - Water Supply
9 | SUBSYSTEM | K4010160 - Plant Controls
10 | SUBSYSTEM | K3010140 - Storage
11 | SUBSYSTEM | K4010170 - Plant Communications
12 | SUBSYSTEM | K4010180 - Plant Electrical
13 | SUBSYSTEM | K3020100 - Service Areas
14 | SUBSYSTEM | L2010100 - Plant Electrical
15 | SUBSYSTEM | L2010190 - Condensate and Blowdown
16 | SUBSYSTEM | L2010200 - Fuel System
17 | SUBSYSTEM | L2020100 - Service Area
18 | SUBSYSTEM | K2010180 - Plant Electrical
19 | SUBSYSTEM | K2010170 - Plant Communications
20 | SUBSYSTEM | K2010160 - Plant Controls
21 | SUBSYSTEM | K2010150 - Plant Compressed Air
22 | SUBSYSTEM | K2010130 - Pump Stations
23 | SUBSYSTEM | K1010290 - Plant Compressed Air
24 | SUBSYSTEM | K1010280 - Plant Controls
25 | SUBSYSTEM | K1010270 - Plant Communications
26 | SUBSYSTEM | K1010260 - Plant Water
27 | SUBSYSTEM | H102001 - BEAMS AND GIRDERS
28 | SUBSYSTEM | H102002 - COLUMNS
29 | SUBSYSTEM | H102003 - DECK
30 | SUBSYSTEM | H102004 - ON-GRADE DECK
31 | SUBSYSTEM | A101003 - DEWATERING
32 | SUBSYSTEM | A201001 - EXCAVATION FOR BASEMENTS
33 | SUBSYSTEM | K4010190 - Plant Water
34 | SUBSYSTEM | M1010280 - Plant Compressed Air
35 | SUBSYSTEM | K4010130 - Pump Stations
36 | SUBSYSTEM | I202003 - CIRCUIT SELECTOR SWITCHES
37 | SUBSYSTEM | I202004 - RADIO CONTROLLERS
38 | SUBSYSTEM | I202005 - CIRCUIT BREAKERS
39 | SUBSYSTEM | I202006 - DISCONNECT SWITCHES
40 | SUBSYSTEM | I202007 - TRANSFER SWITCHES
41 | SUBSYSTEM | I202008 - TRANSFORMERS
42 | SUBSYSTEM | I202009 - ENCLOSURES WITH BUS BARS
43 | SUBSYSTEM | I202010 - LIGHTING FIXTURES
44 | SUBSYSTEM | I202011 - LIGHTING CONTROLLERS
45 | SUBSYSTEM | H106004 - FLOATS
46 | SUBSYSTEM | H106005 - SAFETY LADDERS
47 | SUBSYSTEM | H106006 - LIFE RINGS
48 | SUBSYSTEM | H106007 - OIL CONTAINMENT BOOMS
49 | SUBSYSTEM | H106008 - ATFP FLOATING BARRIERS
50 | SUBSYSTEM | I101001 - ASPHALT CONCRETE AIRFIELDS
51 | SUBSYSTEM | I101002 - PORTLAND CEMENT CONCRETE AIRFIELDS
52 | SUBSYSTEM | I101003 - RUNWAY OVERRUNS
53 | SUBSYSTEM | I201001 - APPROACH LIGHTING
54 | SUBSYSTEM | H104003.03 - FACE PANEL FENDERS
55 | SUBSYSTEM | H104003.04 - ROLLER/WHEEL FENDERS
56 | SUBSYSTEM | H104003.05 - FLOATING FENDERS
57 | SUBSYSTEM | H104004 - CAMELS
58 | SUBSYSTEM | H104005 - SEPARATORS
59 | SUBSYSTEM | H104006 - DOLPHINS
60 | SUBSYSTEM | H104007 - FENDER WEAR SURFACES
61 | SUBSYSTEM | H104008 - FENDER SUPPORT CHAINS
62 | SUBSYSTEM | H105001 - BOLLARDS
63 | SUBSYSTEM | G303004.01 - CATCH BASINS
64 | SUBSYSTEM | G303004.02 - DITCHES AND CULVERTS
65 | SUBSYSTEM | G303005 - HEADWALLS
66 | SUBSYSTEM | G303007 - RETENTION PONDS
67 | SUBSYSTEM | G303099.01 - STORM DRAINAGE
68 | SUBSYSTEM | G303099.02 - SUBDRAINAGE
69 | SUBSYSTEM | G304001 - HOT WATER SUPPLY SYSTEM
70 | SUBSYSTEM | G304002 - STEAM SUPPLY
71 | SUBSYSTEM | G304004 - CONDENSATE RETURN
72 | SUBSYSTEM | G204099.03 - HANDRAIL - PIPE RAILINGS
73 | SUBSYSTEM | G204099.04 - CIGARETTE RECEPTACLE
74 | SUBSYSTEM | G204099.05 - GUARD RAILS AND POSTS
75 | SUBSYSTEM | G204099.06 - TRASH CANS
76 | SUBSYSTEM | G204099.07 - MAILBOXES
77 | SUBSYSTEM | G204099.08 - TURNSTILES
78 | SUBSYSTEM | G204099.09 - OUTDOOR COVERING
79 | SUBSYSTEM | G205004 - LAWNS AND GRASSES
80 | SUBSYSTEM | G205005 - EXTERIOR PLANTS
81 | SUBSYSTEM | G205006 - PLANTERS
82 | SUBSYSTEM | G205007.01 - IRRIGATION PIPING
83 | SUBSYSTEM | G205007.02 - IRRIGATION BACKFLOW PREVENTION
84 | SUBSYSTEM | G205007.03 - IRRIGATION CONTROLS
85 | SUBSYSTEM | G205099 - LANDSCAPING
86 | SUBSYSTEM | G301001.01 - WELL SYSTEMS
87 | SUBSYSTEM | G301001.02 - WELLS
88 | SUBSYSTEM | G301003.01 - WATER STORAGE TANKS
89 | SUBSYSTEM | G301003.02 - SITE PIPING, POTABLE WATER
90 | SUBSYSTEM | G301004 - SITE PIPING, FIRE PROTECTION WATER
91 | SUBSYSTEM | G301006 - SITE PIPING, NON POTABLE WATER
92 | SUBSYSTEM | G301007 - PUMPING STATIONS
93 | SUBSYSTEM | J1030130 - Switch Stations
94 | SUBSYSTEM | L3020120 - Storage
95 | SUBSYSTEM | L3020110 - Pump Station
96 | SUBSYSTEM | L3020100 - Service Area
97 | SUBSYSTEM | L3010200 - Fuel System
98 | SUBSYSTEM | L3010190 - Condensate and Blowdown
99 | SUBSYSTEM | L3010100 - Plant Electrical
100 | SUBSYSTEM | L4010180 - Compressed Air
101 | SUBSYSTEM | L4010170 - Chemical Feed
102 | SUBSYSTEM | L4010160 - Chiller
103 | SUBSYSTEM | L4010150 - Chiller Feedwater
104 | SUBSYSTEM | L3010120 - Plant Domestic Hot Water
105 | SUBSYSTEM | L3010110 - Plant Water
106 | SUBSYSTEM | G306007 - NK SYSTEMS
107 | SUBSYSTEM | G306099 - FUEL EQUIPMENT
108 | SUBSYSTEM | G3090 - INDUSTRIAL WASTE SYSTEMS
109 | SUBSYSTEM | G401001 - SUBSTATIONS
110 | SUBSYSTEM | G401004 - OVERHEAD POWER DISTRIBUTION
111 | SUBSYSTEM | G401006 - UNDERGROUND POWER DISTRIBUTION
112 | SUBSYSTEM | G401099 - PIPED ENERGY DISTRIBUTION
113 | SUBSYSTEM | G402001 - FIXTURES AND TRANSFORMERS
114 | SUBSYSTEM | G402003 - POLES
115 | SUBSYSTEM | G402005 - WIRING CONDUITS AND DUCTBANKS
116 | SUBSYSTEM | G402006 - SITE LIGHTING CONTROLS
117 | SUBSYSTEM | L1020150 - Support Structures
118 | SUBSYSTEM | L1020140 - UG Structures
119 | SUBSYSTEM | L1020130 - Surface Structure
120 | SUBSYSTEM | L1010230 - Support Structures
121 | SUBSYSTEM | L1010220 - UG Structures
122 | SUBSYSTEM | L1010210 - Surface Structure
123 | SUBSYSTEM | Q1020120 - Support Structures
124 | SUBSYSTEM | Q1020110 - UG Structures
125 | SUBSYSTEM | Q1020100 - Surface Structures
126 | SUBSYSTEM | M1010270 - Plant Controls
127 | SUBSYSTEM | M1010260 - Plant Communications
128 | SUBSYSTEM | M1010250 - Plant Water
129 | SUBSYSTEM | M1010240 - Plant Electrical
130 | SUBSYSTEM | M1010230 - Chemical Storage
131 | SUBSYSTEM | M1010220 - Sludge Digestion
132 | SUBSYSTEM | M1010210 - Sludge Disposal
133 | SUBSYSTEM | M1010200 - Sludge Dewatering
134 | SUBSYSTEM | M1010190 - Disinfection
135 | SUBSYSTEM | M1010180 - Filtration
136 | SUBSYSTEM | M1010170 - Secondary Clarification
137 | SUBSYSTEM | M1010160 - Chemical Treatment
138 | SUBSYSTEM | M1010150 - Biological Treatment
139 | SUBSYSTEM | M1010140 - Holding Tanks
140 | SUBSYSTEM | M1010130 - Primary Clarification
141 | SUBSYSTEM | M1010120 - Preliminary Treatment
142 | SUBSYSTEM | M1010110 - Equalization
143 | SUBSYSTEM | G303002 - MANHOLES
144 | SUBSYSTEM | G303003 - LIFT STATIONS
145 | SUBSYSTEM | E103002.02 - TRUCK OR DOCK LEVELER
146 | SUBSYSTEM | E103002.03 - TRUCK OR DOCK LIFTS
147 | SUBSYSTEM | E103002.04 - LOADING DOCK EQUIPMENT
148 | SUBSYSTEM | E109002 - SOLID WASTE HANDLING EQUIPMENT
149 | SUBSYSTEM | G306001 - SITE PIPING, FUEL DISTRIBUTION
150 | SUBSYSTEM | G306003 - FUEL DISPENSING STATIONS
151 | SUBSYSTEM | G306004 - FUEL STORAGE TANKS
152 | SUBSYSTEM | L4010135 - Plant Controls
153 | SUBSYSTEM | L3010135 - Plant Controls
154 | SUBSYSTEM | L2010135 - Plant Controls
155 | SUBSYSTEM | J1010170 - Plant Controls
156 | SUBSYSTEM | P1010150 - Plant Controls
157 | SUBSYSTEM | N2010150 - Plant Controls
158 | SUBSYSTEM | N1010150 - Plant Controls
159 | SUBSYSTEM | M4010120 - Plant Controls
160 | SUBSYSTEM | L1010135 - Plant Controls
161 | SUBSYSTEM | M2010280 - Plant Compressed Air
162 | SUBSYSTEM | M2010270 - Plant Controls
163 | SUBSYSTEM | M2010260 - Plant Communications
164 | SUBSYSTEM | M2010250 - Plant Water
165 | SUBSYSTEM | M2010240 - Plant Electrical
166 | SUBSYSTEM | M2010230 - Chemical Storage
167 | SUBSYSTEM | M2010220 - Sludge Digestion
168 | SUBSYSTEM | M2010210 - Sludge Disposal
169 | SUBSYSTEM | M2010190 - Disinfection
170 | SUBSYSTEM | M2010180 - Filtration
171 | SUBSYSTEM | M2010170 - Secondary Clarification
172 | SUBSYSTEM | M2010160 - Chemical Treatment
173 | SUBSYSTEM | M2010150 - Biological Treatment
174 | SUBSYSTEM | M2010140 - Holding Tanks
175 | SUBSYSTEM | M2010130 - Primary Clarification
176 | SUBSYSTEM | M2010120 - Preliminary Treatment
177 | SUBSYSTEM | M2010110 - Equalization
178 | SUBSYSTEM | M2010200 - Sludge Dewatering
179 | SUBSYSTEM | G403001 - SITE COMMUNICATIONS SYSTEMS
180 | SUBSYSTEM | G403003 - FIRE AND WATCH SYSTEM
181 | SUBSYSTEM | G403007 - ELEC/COMMUNICATION STRUCTURES
182 | SUBSYSTEM | G403098 - SITE SECURITY AND ALARM SYSTEMS
183 | SUBSYSTEM | G901001.01 - SERVICE TUNNELS
184 | SUBSYSTEM | G901001.02 - UTILITY TUNNEL
185 | SUBSYSTEM | G901001.03 - TUNNELS - UTILITY
186 | SUBSYSTEM | G901001.04 - INITIAL TUNNEL SUPPORT SYSTEMS
187 | SUBSYSTEM | G901001.05 - BORING OR JACKING CONDUITS
188 | SUBSYSTEM | G901001.06 - MICROTUNNELING
189 | SUBSYSTEM | G901001.07 - TRENCH BOXES
190 | SUBSYSTEM | G901001.08 - PEDESTRIAN TUNNELS
191 | SUBSYSTEM | G909001.01 - VEHICULAR BRIDGES
192 | SUBSYSTEM | G909001.02 - PREFABRICATED BRIDGES
193 | SUBSYSTEM | G909002.01 - RAILROAD TRACK
194 | SUBSYSTEM | G909002.02 - RAILROAD GRADE CROSSINGS
195 | SUBSYSTEM | G909002.03 - RAILROAD TRAIN SCALES
196 | SUBSYSTEM | H101001 - PILES
197 | SUBSYSTEM | H101002 - SHEET PILES
198 | SUBSYSTEM | H101003 - CAISSONS
199 | SUBSYSTEM | H101004.01 - TIE BACK ANCHOR - PILES
200 | SUBSYSTEM | H101004.02 - TIE BACK ANCHOR - DEADMENUBICLES
201 | SUBSYSTEM | H101005 - STEEL TIE RODS
202 | SUBSYSTEM | H101006 - GRAVITY WALL
203 | SUBSYSTEM | H101007 - BLOCK WALL
204 | SUBSYSTEM | H101008 - PILE CAPS
205 | SUBSYSTEM | H101009 - CRIBS
206 | SUBSYSTEM | H101010 - COFFERDAMS
207 | SUBSYSTEM | H101011 - WRAPS
208 | SUBSYSTEM | H101012 - REVETMENTS
209 | SUBSYSTEM | H101013 - ENCASEMENTS
210 | SUBSYSTEM | H101014 - SEAWALLS
211 | SUBSYSTEM | H101015 - COATINGS
212 | SUBSYSTEM | H101016 - BOAT RAMPS
213 | SUBSYSTEM | H101017 - CUT-OFF WALLS
214 | SUBSYSTEM | G301008.01 - PACKAGE WATER TREATMENT PLANTS
215 | SUBSYSTEM | G301008.02 - PACKAGED WATER WASTE TREATMENT PLANTS
216 | SUBSYSTEM | G302001.02 - SITE PIPING, SANITARY SEWER
217 | SUBSYSTEM | G302002 - MANHOLES AND CLEANOUTS
218 | SUBSYSTEM | G302003 - LIFT STATIONS
219 | SUBSYSTEM | G302005.01 - SEPTIC DISPOSAL SYSTEMS
220 | SUBSYSTEM | G302005.02 - SEPTIC TANKS
221 | SUBSYSTEM | G302006 - DRAIN FIELDS
222 | SUBSYSTEM | G302099 - WASTEWATER TREATMENT TANKS
223 | SUBSYSTEM | G303001 - SITE PIPING, STORM SEWER
224 | SUBSYSTEM | H102005 - UTILITY VAULTS
225 | SUBSYSTEM | H102006 - UTILITY TRENCHES
226 | SUBSYSTEM | H103001 - DECK OVERLAY
227 | SUBSYSTEM | H103002 - CURBS AND BULLRAILS
228 | SUBSYSTEM | H103003 - MOORING FOUNDATIONS
229 | SUBSYSTEM | H103004 - HIGH MAST LIGHTING FOUNDATIONS
230 | SUBSYSTEM | H103005 - UTILITY MOUNDS
231 | SUBSYSTEM | H103006 - EXPANSION JOINTS
232 | SUBSYSTEM | H103007 - GUARD POSTS AND GAURDRAILS
233 | SUBSYSTEM | H103008 - PAINT STRIPING
234 | SUBSYSTEM | E109099.01 - BALERS
235 | SUBSYSTEM | E109099.03 - OTHER EQUIPMENT
236 | SUBSYSTEM | F101001 - PRE-ENGINEERED STRUCTURES
237 | SUBSYSTEM | F101003 - AIR SUPPORTED STRUCTURES
238 | SUBSYSTEM | F101099.01 - PAINT BOOTH
239 | SUBSYSTEM | F101099.02 - PORTABLE OFFICE UNITS
240 | SUBSYSTEM | G201002.01 - CURBS AND GUTTERS
241 | SUBSYSTEM | G201002.02 - DRAINS
242 | SUBSYSTEM | G201003.01 - FLEXIBLE ASPHALT PAVEMENTS
243 | SUBSYSTEM | G201003.02 - RIGID CONCRETE PAVEMENTS
244 | SUBSYSTEM | G201004 - MARKINGS AND SIGNAGE
245 | SUBSYSTEM | G201005 - GUARDRAILS AND BARRIERS
246 | SUBSYSTEM | G201099.01 - COMPOSITE
247 | SUBSYSTEM | G201099.02 - PAVERS
248 | SUBSYSTEM | G201099.03 - UNIMPROVED/GRAVEL
249 | SUBSYSTEM | G202005.01 - GUARD RAIL AND POSTS
250 | SUBSYSTEM | G202005.02 - WHEEL STOPS
251 | SUBSYSTEM | G202007 - PARKING METERS
252 | SUBSYSTEM | G203003.01 - ASPHALT PEDESTRIAN PAVING
253 | SUBSYSTEM | G203003.02 - CONCRETE PEDESTRIAN PAVING
254 | SUBSYSTEM | G203003.03 - PAVERS PEDESTRIAN PAVING
255 | SUBSYSTEM | G204001.01 - FENCES AND GATES
256 | SUBSYSTEM | G204001.02 - FENCES - CHAIN LINK
257 | SUBSYSTEM | G204001.03 - FENCES - MISCELLANEOUS METAL
258 | SUBSYSTEM | G204002 - RETAINING WALLS
259 | SUBSYSTEM | G204005 - SIGNAGE
260 | SUBSYSTEM | G204006.01 - FOUNTAINS, POOLS AND WATERCOURSES
261 | SUBSYSTEM | G204006.02 - FOUNTAINS
262 | SUBSYSTEM | G204008.01 - TERRACE AND PERIMETER WALLS
263 | SUBSYSTEM | G204008.02 - STONE WALL
264 | SUBSYSTEM | G204008.03 - FREE STANDING BRICK WALL
265 | SUBSYSTEM | G204009 - FLAG POLES
266 | SUBSYSTEM | G204099 - TRUCK SCALES
267 | SUBSYSTEM | G204099.01 - SITE FURNISHINGS
268 | SUBSYSTEM | G204099.02 - SITE SEATING
269 | SUBSYSTEM | C3010380 - ICAP - Wall Tile
270 | SUBSYSTEM | C1020114 - ICAP - Metal Door
271 | SUBSYSTEM | B1020122 - ICAP - CIP Concrete Roof Construction
272 | SUBSYSTEM | B1010998 - ICAP - Exterior Stairs
273 | SUBSYSTEM | D2010310 - ICAP - Lavatory
274 | SUBSYSTEM | D2010210 - ICAP - Urinal
275 | SUBSYSTEM | D2010110 - ICAP - Toilet
276 | SUBSYSTEM | D1090999 - ICAP - Other
277 | SUBSYSTEM | D1090903 - ICAP - Pneumatic Tube System
278 | SUBSYSTEM | C3030110 - ICAP - Drywall
279 | SUBSYSTEM | C3030105 - ICAP - Plaster
280 | SUBSYSTEM | C3020999 - ICAP - Other
281 | SUBSYSTEM | C3020915 - ICAP - Access Flooring
282 | SUBSYSTEM | C3020914 - ICAP - Ceramic Tile
283 | SUBSYSTEM | D3050904 - ICAP - Smoke Vents
284 | SUBSYSTEM | D3050902 - ICAP - Unit Heater, Infrared
285 | SUBSYSTEM | D3050901 - ICAP - Unit Heaters, Electric
286 | SUBSYSTEM | D3050530 - ICAP - Baseboard Heating
287 | SUBSYSTEM | D3050260 - ICAP - Thru-Wall Heat Pump
288 | SUBSYSTEM | D3050255 - ICAP - Thru-Wall A/C Unit
289 | SUBSYSTEM | D3050245 - ICAP - Heat Pump, Air/Air, Roof Top
290 | SUBSYSTEM | D3050240 - ICAP - Heat Pump, Duct Mnt, Horizontal
291 | SUBSYSTEM | D3050235 - ICAP - Heat Pump, Water Source, Console
292 | SUBSYSTEM | D3050230 - ICAP - Heat Pump, Wtr Source, Cent Sta
293 | SUBSYSTEM | D3050220 - ICAP - Pkg A/C, Water Cooled, HW Heat
294 | SUBSYSTEM | D3050210 - ICAP - Pkg A/C, Water Cooled, Elec Heat
295 | SUBSYSTEM | D3050203 - ICAP - Pkg A/C, Air Cooled, HW Heat
296 | SUBSYSTEM | D3050201 - ICAP - Pkg A/C, Air Cooled, Elec Heat
297 | SUBSYSTEM | D3050185 - ICAP - Computer Room Cooling Units
298 | SUBSYSTEM | D3050175 - ICAP - Rooftop A/C
299 | SUBSYSTEM | D3050130 - ICAP - Unit Heaters, Hydronic
300 | SUBSYSTEM | D3050120 - ICAP - Unit Heaters, Gas
301 | SUBSYSTEM | D3040999 - ICAP - Other
302 | SUBSYSTEM | D3040903 - ICAP - Fan Coil A/C, DX
303 | SUBSYSTEM | D3040902 - ICAP - Humidifier
304 | SUBSYSTEM | D3040901 - ICAP - Dehumidifier
305 | SUBSYSTEM | D3040620 - ICAP - Heat Exchanger, Shell Tube
306 | SUBSYSTEM | D3040610 - ICAP - Heat Exchanger, Plate Type
307 | SUBSYSTEM | D3040340 - ICAP - Circulating Pump, Double Suction
308 | SUBSYSTEM | D3040330 - ICAP - Circulating Pump, End Suction
309 | SUBSYSTEM | D3040260 - ICAP - Kitchen Exhaust/Make-Up Air
310 | SUBSYSTEM | D5020248 - ICAP - Interior Lighting, Fluorecent
311 | SUBSYSTEM | D5020120 - ICAP - Electrical Distribution
312 | SUBSYSTEM | D5010999 - ICAP - Other
313 | SUBSYSTEM | D5010906 - ICAP - Panelboards
314 | SUBSYSTEM | D5010905 - ICAP - Capacitor Bank
315 | SUBSYSTEM | D5010903 - ICAP - Motor Control Center
316 | SUBSYSTEM | D5010902 - ICAP - Transformer
317 | SUBSYSTEM | D5010901 - ICAP - Transfer Switch
318 | SUBSYSTEM | D5010240 - ICAP - Switchgear
319 | SUBSYSTEM | D5010120 - ICAP - Electrical Service
320 | SUBSYSTEM | D5020252 - ICAP - Interior Lighting, High Int
321 | SUBSYSTEM | D5020250 - ICAP - Interior Lighting, Incandescent
322 | SUBSYSTEM | D3040114 - ICAP - Air Handling Unit, Rooftop
323 | SUBSYSTEM | D3040110 - ICAP - Air Handling Unit, Central Sta
324 | SUBSYSTEM | D3040106 - ICAP - Air Handling Unit, Field Fab
325 | SUBSYSTEM | D3030999 - ICAP - Other
326 | SUBSYSTEM | D3030903 - ICAP - Packaged DX Refrigerant System
327 | SUBSYSTEM | D3030902 - ICAP - Condenser, DX, Evaporative
328 | SUBSYSTEM | D3030901 - ICAP - Condenser, DX, Air Cooled
329 | SUBSYSTEM | D3030330 - ICAP - Cooling Tower, Stainless Steel
330 | SUBSYSTEM | D3030320 - ICAP - Cooling Tower, Fiberglass
331 | SUBSYSTEM | D3030310 - ICAP - Cooling Tower, Galvanized
332 | SUBSYSTEM | D3030150 - ICAP - Chiller, Steam Abso, Wtr Cooled
333 | SUBSYSTEM | D3030145 - ICAP - Chiller, Gas Abso, Wtr Cooled
334 | SUBSYSTEM | D3030140 - ICAP - Chiller, Centrifugal, Wtr Cooled
335 | SUBSYSTEM | D3030135 - ICAP - Chiller, Recip, Air Cooled
336 | SUBSYSTEM | C304001 - BREAK ROOMS
337 | SUBSYSTEM | C304005 - PASSAGE WAY
338 | SUBSYSTEM | P1010130 - Compressed Air
339 | SUBSYSTEM | P1010120 - Communications
340 | SUBSYSTEM | P1010110 - Plant Water
341 | SUBSYSTEM | P1010100 - Plant Electric
342 | SUBSYSTEM | C3020906 - ICAP - Terrazzo
343 | SUBSYSTEM | C3020905 - ICAP - Wood
344 | SUBSYSTEM | C3020904 - ICAP - Concrete Topping
345 | SUBSYSTEM | C3020903 - ICAP - Composition Sheet
346 | SUBSYSTEM | C3020902 - ICAP - Carpet Tile
347 | SUBSYSTEM | C3020901 - ICAP - Carpet
348 | SUBSYSTEM | C3010999 - ICAP - Other
349 | SUBSYSTEM | C3010230 - ICAP - Wall Covering
350 | SUBSYSTEM | C2010999 - ICAP - Other
351 | SUBSYSTEM | C2010110 - ICAP - Stairs
352 | SUBSYSTEM | C1030999 - ICAP - Other
353 | SUBSYSTEM | C1030831 - ICAP - Countertop
354 | SUBSYSTEM | C1030830 - ICAP - Cabinets
355 | SUBSYSTEM | C1030310 - ICAP - Lockers
356 | SUBSYSTEM | C1030110 - ICAP - Toilet Partitions
357 | SUBSYSTEM | C1020999 - ICAP - Other
358 | SUBSYSTEM | C1020124 - ICAP - Wood Fire Doors/Metal Frames
359 | SUBSYSTEM | C1020122 - ICAP - Wood Door/Metal Frame
360 | SUBSYSTEM | C1020120 - ICAP - Wood Door/Wood Frame
361 | SUBSYSTEM | C1020102 - ICAP - Special Doors
362 | SUBSYSTEM | C1010999 - ICAP - Other
363 | SUBSYSTEM | C1010710 - ICAP - Interior Windows
364 | SUBSYSTEM | C1010140 - ICAP - Plaster w/Stud Framing
365 | SUBSYSTEM | C1010126 - ICAP - Drywall w/Stud Framing
366 | SUBSYSTEM | C1010120 - ICAP - Tile
367 | SUBSYSTEM | C1010102 - ICAP - Concrete Block
368 | SUBSYSTEM | B3020999 - ICAP - Other
369 | SUBSYSTEM | B3020210 - ICAP - Hatches
370 | SUBSYSTEM | B3020110 - ICAP - Skylights
371 | SUBSYSTEM | B3010999 - ICAP - Other
372 | SUBSYSTEM | B3010620 - ICAP - Downspouts
373 | SUBSYSTEM | B3010610 - ICAP - Gutters
374 | SUBSYSTEM | B3010320 - ICAP - Roof Deck Insulation
375 | SUBSYSTEM | B3010140 - ICAP - Shingle Tile
376 | SUBSYSTEM | B3010135 - ICAP - Formed Metal
377 | SUBSYSTEM | B3010130 - ICAP - Preformed Metal
378 | SUBSYSTEM | B3010120 - ICAP - Single Ply Membrane
379 | SUBSYSTEM | D203005 - INSULATION AND IDENTIFICATION
380 | SUBSYSTEM | D101001 - GENERAL CONSTRUCTION ITEMS
381 | SUBSYSTEM | C3020913 - ICAP - Marble Tile
382 | SUBSYSTEM | B3010105 - ICAP - Built-Up
383 | SUBSYSTEM | B2030999 - ICAP - Other
384 | SUBSYSTEM | B2030901 - ICAP - Hangar Doors
385 | SUBSYSTEM | D1020999 - ICAP - Other
386 | SUBSYSTEM | D1020210 - ICAP - Moving Walks
387 | SUBSYSTEM | D1020110 - ICAP - Escalators
388 | SUBSYSTEM | D1010999 - ICAP - Other
389 | SUBSYSTEM | D1010901 - ICAP - Lifts
390 | SUBSYSTEM | D1010150 - ICAP - Traction Gearless Elevators
391 | SUBSYSTEM | D1010140 - ICAP - Traction Geared Elevators
392 | SUBSYSTEM | D1010110 - ICAP - Hydraulic Elevators
393 | SUBSYSTEM | C3030999 - ICAP - Other
394 | SUBSYSTEM | C3030210 - ICAP - Acoustical
395 | SUBSYSTEM | D1090902 - ICAP - Cranes and Hoists
396 | SUBSYSTEM | D1090901 - ICAP - Conveyors
397 | SUBSYSTEM | E1030999 - ICAP - Other
398 | SUBSYSTEM | E1030310 - ICAP - Loading Dock Equipment
399 | SUBSYSTEM | E1030110 - ICAP - Vehicular Service Equipment
400 | SUBSYSTEM | D5090999 - ICAP - Other
401 | SUBSYSTEM | D5090904 - ICAP - Uninteruptible Power Supply
402 | SUBSYSTEM | D5090903 - ICAP - Grounding System
403 | SUBSYSTEM | D5090902 - ICAP - Lightning Protection (Arresters)
404 | SUBSYSTEM | D5090901 - ICAP - Emergency Lighting
405 | SUBSYSTEM | D5090210 - ICAP - Generators
406 | SUBSYSTEM | D5030999 - ICAP - Other
407 | SUBSYSTEM | D5030910 - ICAP - Communication/Alarm Systems
408 | SUBSYSTEM | D5020999 - ICAP - Other
409 | SUBSYSTEM | D5020903 - ICAP - Exterior Lighting
410 | SUBSYSTEM | D5020902 - ICAP - Explosion Proof Lighting
411 | SUBSYSTEM | D5020901 - ICAP - Exit Lighting
412 | SUBSYSTEM | D4090999 - ICAP - Other
413 | SUBSYSTEM | D4090920 - ICAP - Clean Agent Extinguishing System
414 | SUBSYSTEM | D4090904 - ICAP - Fire Pumps
415 | SUBSYSTEM | M2020120 - Pump Stations
416 | SUBSYSTEM | M2020110 - Storage
417 | SUBSYSTEM | M2020100 - Service Area
418 | SUBSYSTEM | M2010100 - Pump Stations
419 | SUBSYSTEM | L2010180 - Compressed Air
420 | SUBSYSTEM | L2010170 - Chemical Feed
421 | SUBSYSTEM | L2010160 - Boilers
422 | SUBSYSTEM | L2010150 - Boiler Feedwater
423 | SUBSYSTEM | L2010140 - Make-up Water
424 | SUBSYSTEM | L2010130 - Plant Communications
425 | SUBSYSTEM | L2010120 - Plant High Temp Hot Water
426 | SUBSYSTEM | L2010110 - Plant Water
427 | SUBSYSTEM | L2020120 - Storage
428 | SUBSYSTEM | L2020110 - Pump Station
429 | SUBSYSTEM | M3020130 - Flume
430 | SUBSYSTEM | M3020120 - Pump Stations
431 | SUBSYSTEM | M3020110 - Storage
432 | SUBSYSTEM | M3020100 - Service Area
433 | SUBSYSTEM | T100000 - TEMPORARY SUBSYSTEM
434 | SUBSYSTEM | K1010190 - Filtration
435 | SUBSYSTEM | K1010180 - Adsorption
436 | SUBSYSTEM | K1010170 - Sedimentation
437 | SUBSYSTEM | K1010160 - Coagulation Flocculation
438 | SUBSYSTEM | K1010150 - Preliminary Treatment
439 | SUBSYSTEM | K1010130 - Pump Stations
440 | SUBSYSTEM | D3030130 - ICAP - Chiller, Recip, Water Cooled
441 | SUBSYSTEM | D3020999 - ICAP - Other
442 | SUBSYSTEM | D3020906 - ICAP - Expansion Tank
443 | SUBSYSTEM | D3020905 - ICAP - Furnace
444 | SUBSYSTEM | D3020904 - ICAP - Boiler Feedwater Tank
445 | SUBSYSTEM | D3020903 - ICAP - Boiler, Solid Fuel
446 | SUBSYSTEM | D3020902 - ICAP - Boiler, Cast Iron, Steam, Oil
447 | SUBSYSTEM | D3020901 - ICAP - Boiler, Cast Iron, Ht Wtr, Oil
448 | SUBSYSTEM | D3020138 - ICAP - Boiler, Cast Iron, Steam Gas/Oil
449 | SUBSYSTEM | D3020136 - ICAP - Boiler, Cast Iron Ht Wtr Gas/Oil
450 | SUBSYSTEM | D3020134 - ICAP - Boiler, Cast Iron, Steam, Gas
451 | SUBSYSTEM | D3020130 - ICAP - Boiler Cast Iron Hot Water Gas
452 | SUBSYSTEM | D3020128 - ICAP - Boiler, Electric, Steam
453 | SUBSYSTEM | D3020126 - ICAP - Boiler, Electric, Hot Water
454 | SUBSYSTEM | D3010999 - ICAP - Other
455 | SUBSYSTEM | D2090999 - ICAP - Other
456 | SUBSYSTEM | D2040999 - ICAP - Other
457 | SUBSYSTEM | D2040210 - ICAP - Roof Drains
458 | SUBSYSTEM | D2030999 - ICAP - Other
459 | SUBSYSTEM | D2030901 - ICAP - Sanitary Waste Separator
460 | SUBSYSTEM | D2020999 - ICAP - Other
461 | SUBSYSTEM | D2020905 - ICAP - Piping/Fittings
462 | SUBSYSTEM | D2020904 - ICAP - Heat Transfer Package
463 | SUBSYSTEM | D2020903 - ICAP - Backflow Preventer
464 | SUBSYSTEM | D2020902 - ICAP - Storage Tank
465 | SUBSYSTEM | D2020901 - ICAP - Booster Pump
466 | SUBSYSTEM | D2020260 - ICAP - Water Heaters, Commercial, Oil
467 | SUBSYSTEM | D2020250 - ICAP - Water Heaters, Commercial, Gas
468 | SUBSYSTEM | D2020240 - ICAP - Water Heaters, Commercial, Elec
469 | SUBSYSTEM | D2020230 - ICAP - Water Heaters, Residential, Oil
470 | SUBSYSTEM | D2020220 - ICAP - Water Heaters, Residential, Gas
471 | SUBSYSTEM | D2020210 - ICAP - Water Heaters, Residential, Elec
472 | SUBSYSTEM | D2010999 - ICAP - Other
473 | SUBSYSTEM | D2010903 - ICAP - Bidet
474 | SUBSYSTEM | D2010902 - ICAP - Emergency Eye Wash
475 | SUBSYSTEM | D2010901 - ICAP - Emergency Shower
476 | SUBSYSTEM | D2010820 - ICAP - Water Cooler
477 | SUBSYSTEM | D2010810 - ICAP - Drinking Fountain
478 | SUBSYSTEM | D3040250 - ICAP - Comm/Indu Vacuum Dust Collection
479 | SUBSYSTEM | D3040240 - ICAP - Fan System, Roof Exhaust
480 | SUBSYSTEM | D3040230 - ICAP - Fan System, Utility Set
481 | SUBSYSTEM | D3040220 - ICAP - Fan System, Centrifugal In-Line
482 | SUBSYSTEM | D3040136 - ICAP - VAV Terminal, Fan Powered
483 | SUBSYSTEM | D3040132 - ICAP - VAV Terminal
484 | SUBSYSTEM | D3040128 - ICAP - Fan Coil A/C, Duct Mount, 4 Pipe
485 | SUBSYSTEM | D3040124 - ICAP - Fan Coil A/C, Duct Mount, 2 Pipe
486 | SUBSYSTEM | D3040122 - ICAP - Fan Coil A/C, Cab Mnt, Four Pipe
487 | SUBSYSTEM | D3040118 - ICAP - Fan Coil A/C, Cab Mnt, Two Pipe
488 | SUBSYSTEM | M3010280 - Plant Compressed Air
489 | SUBSYSTEM | M3010270 - Plant Controls
490 | SUBSYSTEM | M3010260 - Plant Communications
491 | SUBSYSTEM | M3010250 - Plant Water
492 | SUBSYSTEM | M3010240 - Plant Electrical
493 | SUBSYSTEM | M3010230 - Chemical Storage
494 | SUBSYSTEM | M3010220 - Sludge Digestion
495 | SUBSYSTEM | M3010210 - Sludge Disposal
496 | SUBSYSTEM | M3010200 - Sludge Dewatering
497 | SUBSYSTEM | M3010190 - Disinfection
498 | SUBSYSTEM | M3010180 - Filtration
499 | SUBSYSTEM | M3010170 - Secondary Clarification
500 | SUBSYSTEM | K4010140 - Storage
501 | SUBSYSTEM | M3010160 - Chemical Treatment
502 | SUBSYSTEM | K4010120 - Water Supply
503 | SUBSYSTEM | K4010110 - Wells
504 | SUBSYSTEM | K4020120 - Storage
505 | SUBSYSTEM | K4010100 - Reservoirs
506 | SUBSYSTEM | M4020120 - Pump Stations
507 | SUBSYSTEM | M4020110 - Storage
508 | SUBSYSTEM | M4020100 - Service Area
509 | SUBSYSTEM | M4010110 - Storage
510 | SUBSYSTEM | M4010100 - Pump Stations
511 | SUBSYSTEM | L1010180 - Compressed Air
512 | SUBSYSTEM | L1010170 - Chemical Feed
513 | SUBSYSTEM | L1010160 - Boilers
514 | SUBSYSTEM | L1010150 - Boiler Feedwater
515 | SUBSYSTEM | L1010140 - Make-up Water
516 | SUBSYSTEM | L1010130 - Plant Communications
517 | SUBSYSTEM | L1010120 - Plant Steam
518 | SUBSYSTEM | L1010110 - Plant Water
519 | SUBSYSTEM | L1020120 - Storage
520 | SUBSYSTEM | L1020110 - Pump Station
521 | SUBSYSTEM | L1020100 - Service Area
522 | SUBSYSTEM | L1010200 - Fuel System
523 | SUBSYSTEM | L1010190 - Condensate and Blowdown
524 | SUBSYSTEM | L1010100 - Plant Electrical
525 | SUBSYSTEM | M1020130 - Flume
526 | SUBSYSTEM | M1020120 - Pump Stations
527 | SUBSYSTEM | M1020110 - Storage
528 | SUBSYSTEM | M1020100 - Service Area
529 | SUBSYSTEM | M1010100 - Pump Stations
530 | SUBSYSTEM | M3010150 - Biological Treatment
531 | SUBSYSTEM | M3010140 - Holding Tanks
532 | SUBSYSTEM | M3010130 - Primary Clarification
533 | SUBSYSTEM | M3010120 - Preliminary Treatment
534 | SUBSYSTEM | K1010140 - Storage
535 | SUBSYSTEM | M3010110 - Equalization
536 | SUBSYSTEM | K1010120 - Raw Water Supply
537 | SUBSYSTEM | K4020110 - Pump Stations
538 | SUBSYSTEM | K4020100 - Service Areas
539 | SUBSYSTEM | K1010110 - Wells
540 | SUBSYSTEM | K1020120 - Storage
541 | SUBSYSTEM | K1020110 - Pump Stations
542 | SUBSYSTEM | K1020100 - Service Areas
543 | SUBSYSTEM | K1010100 - Reservoirs
544 | SUBSYSTEM | N2020120 - Pump Stations
545 | SUBSYSTEM | N2020110 - Storage
546 | SUBSYSTEM | N2020100 - Service Area
547 | SUBSYSTEM | N2010140 - Compressed Gas
548 | SUBSYSTEM | N2010130 - Compressed Air
549 | SUBSYSTEM | N2010120 - Communications
550 | SUBSYSTEM | N2010110 - Plant Water
551 | SUBSYSTEM | N2010100 - Plant Electric
552 | SUBSYSTEM | K2020110 - Pump Stations
553 | SUBSYSTEM | K2020100 - Service Areas
554 | SUBSYSTEM | K2010140 - Storage
555 | SUBSYSTEM | K2010120 - Water Supply
556 | SUBSYSTEM | K2010110 - Wells
557 | SUBSYSTEM | K2020120 - Storage
558 | SUBSYSTEM | K2010100 - Reservoirs
559 | SUBSYSTEM | N1020120 - Pump Stations
560 | SUBSYSTEM | N1020110 - Storage
561 | SUBSYSTEM | N1020100 - Service Area
562 | SUBSYSTEM | N1010140 - Compressed Gas
563 | SUBSYSTEM | N1010130 - Compressed Air
564 | SUBSYSTEM | N1010120 - Communications
565 | SUBSYSTEM | N1010110 - Plant Water
566 | SUBSYSTEM | N1010100 - Plant Electric
567 | SUBSYSTEM | M2020130 - Flume
568 | SUBSYSTEM | B103001 - ICAP - METAL STRUCTURAL FRAME
569 | SUBSYSTEM | F101001.01 - K-SPAN BUILT STRUCTURES
570 | SUBSYSTEM | B2030410 - ICAP - Overhead Doors
571 | SUBSYSTEM | B2030230 - ICAP - Aluminum Doors
572 | SUBSYSTEM | B2030220 - ICAP - Steel Doors
573 | SUBSYSTEM | B2030210 - ICAP - Wood Doors
574 | SUBSYSTEM | B2030110 - ICAP - Glazed Doors
575 | SUBSYSTEM | B2010134 - ICAP - Masonry Cavity
576 | SUBSYSTEM | B2010132 - ICAP - Masonry Composite
577 | SUBSYSTEM | B2010130 - ICAP - Brick Veneer w/Stud Backup
578 | SUBSYSTEM | B2010128 - ICAP - Stone Veneer w/Stud Backup
579 | SUBSYSTEM | B2010126 - ICAP - Solid Brick - Double Wythe
580 | SUBSYSTEM | B2010125 - ICAP - Solid Brick - Single Wythe
581 | SUBSYSTEM | B2010109 - ICAP - Concrete Block
582 | SUBSYSTEM | B2010106 - ICAP - Precast Concrete Panel (Tilt Up)
583 | SUBSYSTEM | B2010104 - ICAP - Precast Concrete Panel (Ribbed)
584 | SUBSYSTEM | B2010101 - ICAP - CIP Concrete
585 | SUBSYSTEM | B1020999 - ICAP - Other
586 | SUBSYSTEM | B1020902 - ICAP - Precast Concrete Beam and Plank
587 | SUBSYSTEM | B1020901 - ICAP - CIP Concrete Beam and Slab
588 | SUBSYSTEM | B1020137 - ICAP - Awning/Canopy
589 | SUBSYSTEM | B1020108 - ICAP - Steel Deck, Beams and Bar Joist
590 | SUBSYSTEM | B1020102 - ICAP - Wood Deck and Rafter
591 | SUBSYSTEM | B1010999 - ICAP - Other
592 | SUBSYSTEM | B1010264 - ICAP - Wood Beam, Joist, and Deck
593 | SUBSYSTEM | B1010254 - ICAP - Comp Deck, Structural Steel Beam
594 | SUBSYSTEM | B1010250 - ICAP - Composite Deck, Steel Bar Joists
595 | SUBSYSTEM | B1010244 - ICAP - Light Gauge Steel Floor System
596 | SUBSYSTEM | B1010238 - ICAP - Precast Concrete Beam and Plank
597 | SUBSYSTEM | B1010220 - ICAP - CIP Concrete Beam and Slab
598 | SUBSYSTEM | A2020999 - ICAP - Other
599 | SUBSYSTEM | A2020150 - ICAP - Wood
600 | SUBSYSTEM | A2020140 - ICAP - Concrete Block
601 | SUBSYSTEM | A2020110 - ICAP - CIP Concrete
602 | SUBSYSTEM | A1030999 - ICAP - Other
603 | SUBSYSTEM | A1030120 - ICAP - Plain/Reinforced
604 | SUBSYSTEM | A1020999 - ICAP - Other
605 | SUBSYSTEM | A1020210 - ICAP - Grade Beams
606 | SUBSYSTEM | A1020160 - ICAP - Treated Wood Piles
607 | SUBSYSTEM | A1020140 - ICAP - Steel H Piles
608 | SUBSYSTEM | A1020130 - ICAP - Steel Pipe Piles
609 | SUBSYSTEM | A1020120 - ICAP - Precast Concrete Piles
610 | SUBSYSTEM | A1020110 - ICAP - CIP Concrete Piles
611 | SUBSYSTEM | A1010999 - ICAP - Other
612 | SUBSYSTEM | A1010250 - ICAP - Pile Caps
613 | SUBSYSTEM | A1010210 - ICAP - Spread Footings
614 | SUBSYSTEM | B2020210 - ICAP - Tubular Aluminum Framing
615 | SUBSYSTEM | B2020106 - ICAP - Aluminum Windows
616 | SUBSYSTEM | B2020104 - ICAP - Steel Windows
617 | SUBSYSTEM | B2020102 - ICAP - Wood Windows
618 | SUBSYSTEM | B2010999 - ICAP - Other
619 | SUBSYSTEM | B2010152 - ICAP - E.I.F.S.
620 | SUBSYSTEM | B2010151 - ICAP - Stucco Wall
621 | SUBSYSTEM | B2010148 - ICAP - Wood Cladding w/Stud Backup
622 | SUBSYSTEM | B2010146 - ICAP - Metal Siding Panel
623 | SUBSYSTEM | B2010140 - ICAP - Glass Block
624 | SUBSYSTEM | B2020999 - ICAP - Other
625 | SUBSYSTEM | B2020220 - ICAP - Curtain Wall Panels
626 | SUBSYSTEM | C3020912 - ICAP - Paint
627 | SUBSYSTEM | C3020911 - ICAP - Quarry Tile
628 | SUBSYSTEM | C3020910 - ICAP - Porcelain Tile
629 | SUBSYSTEM | C3020909 - ICAP - Rubber Sheet
630 | SUBSYSTEM | C3020908 - ICAP - Cork Tile
631 | SUBSYSTEM | C3020907 - ICAP - Vinyl Tile
632 | SUBSYSTEM | D4090903 - ICAP - Backflow Preventer
633 | SUBSYSTEM | D4090902 - ICAP - Hood Fire Protection
634 | SUBSYSTEM | D4090901 - ICAP - Carbon Dioxide Extinguishing Sys
635 | SUBSYSTEM | D4030999 - ICAP - Other
636 | SUBSYSTEM | D4020999 - ICAP - Other
637 | SUBSYSTEM | D4020310 - ICAP - Riser
638 | SUBSYSTEM | D4010999 - ICAP - Other
639 | SUBSYSTEM | D4010410 - ICAP - Wet Pipe Systems
640 | SUBSYSTEM | D4010390 - ICAP - Firecycle Systems
641 | SUBSYSTEM | D4010370 - ICAP - Deluge Systems
642 | SUBSYSTEM | D4010350 - ICAP - Preaction Systems
643 | SUBSYSTEM | D4010310 - ICAP - Dry Pipe Systems
644 | SUBSYSTEM | D3090999 - ICAP - Other
645 | SUBSYSTEM | D3090903 - ICAP - Air Curtain
646 | SUBSYSTEM | D3090902 - ICAP - Chemical Feedwater
647 | SUBSYSTEM | D3090901 - ICAP - Industrial Exhaust System
648 | SUBSYSTEM | D3090320 - ICAP - Garage Exhaust Systems
649 | SUBSYSTEM | D3090310 - ICAP - Fume Hood Exhaust System
650 | SUBSYSTEM | D3060999 - ICAP - Other
651 | SUBSYSTEM | D3060903 - ICAP - Air Compressor
652 | SUBSYSTEM | D3050999 - ICAP - Other
653 | SUBSYSTEM | D3050905 - ICAP - Hydronic Heating - Fin Tube
654 | SUBSYSTEM | M3010100 - Pump Stations
655 | SUBSYSTEM | J1030150 - Circuits
656 | SUBSYSTEM | J1030120 - Support Structures
657 | SUBSYSTEM | J1030110 - UG Structures
658 | SUBSYSTEM | J1030100 - Surface Structures
659 | SUBSYSTEM | J1020150 - Circuits
660 | SUBSYSTEM | J1020140 - Sub Stations
661 | SUBSYSTEM | J1020130 - Switch Stations
662 | SUBSYSTEM | J1020120 - Support Structures
663 | SUBSYSTEM | J1010100 - Surface Structures
664 | SUBSYSTEM | L3010180 - Compressed Air
665 | SUBSYSTEM | L3010170 - Chemical Feed
666 | SUBSYSTEM | L3010160 - Boilers
667 | SUBSYSTEM | L3010150 - Boiler Feedwater
668 | SUBSYSTEM | L3010140 - Make-up Water
669 | SUBSYSTEM | L3010130 - Plant Communications
670 | SUBSYSTEM | L4010140 - Make-up Water
671 | SUBSYSTEM | L4010130 - Plant Communications
672 | SUBSYSTEM | L4010120 - Plant Chilled Water
673 | SUBSYSTEM | L4010110 - Plant Water
674 | SUBSYSTEM | L4020120 - Storage
675 | SUBSYSTEM | L4020110 - Pump Station
676 | SUBSYSTEM | L4020100 - Service Area
677 | SUBSYSTEM | L4010200 - Fuel System
678 | SUBSYSTEM | J1030140 - Sub Stations
679 | SUBSYSTEM | L4010190 - Condenser
680 | SUBSYSTEM | L4010100 - Plant Electrical
681 | SUBSYSTEM | P1020120 - Pump Stations
682 | SUBSYSTEM | P1020110 - Storage
683 | SUBSYSTEM | P1020100 - Service Area
684 | SUBSYSTEM | P1010140 - Compressed Gas
685 | SUBSYSTEM | Z101001 - CROSSOVER ONLY
686 | SUBSYSTEM | D3060902 - ICAP - HVAC Controls, Pneumatic
687 | SUBSYSTEM | D3060901 - ICAP - HVAC Controls, Electric, Digital
688 | SUBSYSTEM | D3050170 - Split Systems Air Cooled Condense Unit
689 | SUBSYSTEM | D2030902 - ICAP - Waste/Vent Piping
690 | SUBSYSTEM | A1010110 - ICAP - Strip Footings
691 | SUBSYSTEM | D2010430 - ICAP - Laboratory Sink
692 | SUBSYSTEM | D2010410 - ICAP - Sink
693 | SUBSYSTEM | D2010710 - ICAP - Shower
694 | SUBSYSTEM | D2010610 - ICAP - Group Wash Fountain
695 | SUBSYSTEM | D2010510 - ICAP - Bathtub
696 | SUBSYSTEM | G909003 - SNOW MELTING SYSTEMS
697 | SUBSYSTEM | G909002 - RAILROAD TRACKS AND BEDS
698 | SUBSYSTEM | G305004 - WELLS FOR COOLING / HEATING
699 | SUBSYSTEM | F202009 - OTHER HAZARDOUS SELECTIVE BUILDING DEMO
700 | SUBSYSTEM | F202008 - EQUIPMENT AND FURNISHINGS
701 | SUBSYSTEM | F202007 - ELECTRICAL SYSTEMS
702 | SUBSYSTEM | F202006 - MECHANICAL SYSTEMS
703 | SUBSYSTEM | F202005 - CONVEYING SYSTEMS
704 | SUBSYSTEM | F202004 - INTERIOR CONSTRUCTION AND FINISHES
705 | SUBSYSTEM | F202003 - ROOFING
706 | SUBSYSTEM | F202002 - EXTERIOR ENCLOSURE
707 | SUBSYSTEM | F202001 - SUBSTRUCTURE AND SUPERSTUCUTRE
708 | SUBSYSTEM | F201008 - EQUIPMENT AND FURNISHINGS
709 | SUBSYSTEM | F201007 - ELECTRICAL SYSTEMS
710 | SUBSYSTEM | F201006 - MECHANICAL SYSTEMS
711 | SUBSYSTEM | F201005 - CONVEYING SYSTEMS
712 | SUBSYSTEM | F201004 - INTERIOR CONSTRUCTION AND FINISHES
713 | SUBSYSTEM | F201003 - ROOFING
714 | SUBSYSTEM | F201002 - EXTERIOR ENCLOSURE
715 | SUBSYSTEM | F201001 - SUBSTRUCTURE AND SUPERSTRUCTURE
716 | SUBSYSTEM | F105002 - BUILDING AUTOMATION SYSTEMS
717 | SUBSYSTEM | F105001 - RECORDING INSTRUMENTATION
718 | SUBSYSTEM | F104099 - OTHER SPECIAL FACILITIES
719 | SUBSYSTEM | F104005 - ICE RINKS
720 | SUBSYSTEM | F104004 - SITE CONSTRUCTED INCINERATORS
721 | SUBSYSTEM | F104003 - KENNELS AND ANIMAL SHELTERS
722 | SUBSYSTEM | F104002 - LIQUID AND GAS STORAGE TANKS
723 | SUBSYSTEM | F104001 - INTERIOR SWIMMING POOLS
724 | SUBSYSTEM | F103099 - OTHER SPECIAL CONSTRUCTION SYSTEMS
725 | SUBSYSTEM | F103003 - RADIATION PROTECTION
726 | SUBSYSTEM | F103002 - SOUND VIBRATION AND SEISMIC CONSTRUCTION
727 | SUBSYSTEM | F103001 - VAULTS
728 | SUBSYSTEM | F102099 - OTHER INTERGRATED CONSTRUCTION
729 | SUBSYSTEM | F102002 - INTEGRATED ASSEMBLIES
730 | SUBSYSTEM | F102001 - SPECIAL PURPOSE ROOMS
731 | SUBSYSTEM | F101002 - EXTERIOR UTILITY BUILDINGS
732 | SUBSYSTEM | E202099 - OTHER MOVEABLE FURNISHINGS
733 | SUBSYSTEM | E202002 - MODULAR PREFABRICATED FURNITURE
734 | SUBSYSTEM | E201099 - OTHER FIXED FURNISHINGS
735 | SUBSYSTEM | J1010110 - UG Structures
736 | SUBSYSTEM | K3020110 - Pump Stations
737 | SUBSYSTEM | K3020120 - Storage
738 | SUBSYSTEM | K3010100 - Reservoirs
739 | SUBSYSTEM | J1010120 - Support Structures
740 | SUBSYSTEM | E109009 - OBSERVATORY EQUIPMENT
741 | SUBSYSTEM | E109005 - UNIT KITCHEN
742 | SUBSYSTEM | E109004 - RESIDENTIAL EQUIPMENT
743 | SUBSYSTEM | E109002 - FOOD SERVICE EQUIPMENT
744 | SUBSYSTEM | E109001 - BUILT-IN MAINTENANCE EQUIPMENT
745 | SUBSYSTEM | E103003 - WAREHOUSE EQUIPMENT
746 | SUBSYSTEM | E103001 - PARKING CONTROL EQUIPMENT
747 | SUBSYSTEM | E102009 - AUDIO-VISUAL EQUIPMENT
748 | SUBSYSTEM | E102008 - INSTRUMENTAL EQUIPMENT
749 | SUBSYSTEM | E102005 - AUDITORIUM AND STAGE EQUIPMENT
750 | SUBSYSTEM | E102003 - LABORATORY EQUIPMENT
751 | SUBSYSTEM | E102002 - MEDICAL EQUIPMENT
752 | SUBSYSTEM | E101008 - OFFICE EQUIPMENT
753 | SUBSYSTEM | E101007 - MERCANTILE EQUIPMENT
754 | SUBSYSTEM | E101006 - TELLER AND SERVICE EQUIPMENT
755 | SUBSYSTEM | E101005 - SECURITY AND VAULT EQUIPMENT
756 | SUBSYSTEM | E101004 - LAUNDRY EQUIPMENT
757 | SUBSYSTEM | E101003 - VENDING EQUIPMENT
758 | SUBSYSTEM | E101001 - CHECKROOM EQUIPMENT
759 | SUBSYSTEM | D3090 - SPECIAL COOLING SYSTEMS AND DEVICES
760 | SUBSYSTEM | G304006 - PUMPING STATIONS
761 | SUBSYSTEM | G305001 - CHILLED WATER PIPING
762 | SUBSYSTEM | G305005 - PUMPING STATIONS
763 | SUBSYSTEM | G305006 - COOLING TOWERS ON SITE
764 | SUBSYSTEM | H104001 - FENDER PILES
765 | SUBSYSTEM | H104002 - FENDER FRAMING
766 | SUBSYSTEM | H104003.01 - EXTRUDED FENDERS
767 | SUBSYSTEM | H104003.02 - MOLDED FENDERS
768 | SUBSYSTEM | H105002 - BITTS
769 | SUBSYSTEM | H105003 - CLEATS
770 | SUBSYSTEM | H105004 - QUICK RELEASE HOOKS
771 | SUBSYSTEM | H105005 - CAPSTANS AND WINDLASSES
772 | SUBSYSTEM | H105006 - ROLLER CHOCK
773 | SUBSYSTEM | H106001 - HANDRAILS
774 | SUBSYSTEM | H106002 - BROWS
775 | SUBSYSTEM | H106003 - CABLE BOOMS
776 | SUBSYSTEM | I201002 - RUNWAY LIGHTING
777 | SUBSYSTEM | I201003 - TAXIWAY LIGHTING
778 | SUBSYSTEM | I201004 - APRON LIGHTING
779 | SUBSYSTEM | I201005 - MAST-TYPE APRON LIGHTING
780 | SUBSYSTEM | I201006 - OBSTRUCTION LIGHTING
781 | SUBSYSTEM | I201007 - ENGINE-GENERATORS
782 | SUBSYSTEM | I202001 - CONSTANT CURRENT REGULATORS
783 | SUBSYSTEM | I202002 - SERIES PLUG CUTOUTS
784 | SUBSYSTEM | I202012 - BONDING
785 | SUBSYSTEM | I202013 - CABLE TRAYS
786 | SUBSYSTEM | I202014 - CONDUIT SYSTEMS
787 | SUBSYSTEM | I202015 - WIRE WAYS
788 | SUBSYSTEM | I301001 - BLAST SHIELDS
789 | SUBSYSTEM | I301002 - TIE DOWNS/GROUNDING RECEPTACLES
790 | SUBSYSTEM | H101018 - FIREWALLS
791 | SUBSYSTEM | H101019 - WAVE ATTENUATION PANELS
792 | SUBSYSTEM | K3010190 - Plant Water
793 | SUBSYSTEM | K3010180 - Plant Electrical
794 | SUBSYSTEM | K4010150 - Plant Compressed Air
795 | SUBSYSTEM | K3010170 - Plant Communications
796 | SUBSYSTEM | K3010160 - Plant Controls
797 | SUBSYSTEM | K3010150 - Plant Compressed Air
798 | SUBSYSTEM | K3010130 - Pump Stations
799 | SUBSYSTEM | K2010190 - Plant Water
800 | SUBSYSTEM | K1010250 - Plant Electrical
801 | SUBSYSTEM | K1010240 - Chemical Storage
802 | SUBSYSTEM | K1010230 - Solids Handling
803 | SUBSYSTEM | K1010220 - Disinfection
804 | SUBSYSTEM | K1010210 - Finished Water
805 | SUBSYSTEM | K1010200 - Chemical Treatment

## 6-UNIFORMAT For Buildings (hidden)
NAVFAC - MAXIMO UNIFORMAT
ROWSTAMP | LISTNAME | DESCRIPTION | VALUE | VERTEX | UOM | DL | CI | SCI
3204289441 | SUBSYSTEM | A1010110 - ICAP - Strip Footings | A1010110 - Strip Footings | Y | LF | 100 |  | 48
3204289463 | SUBSYSTEM | A1010210 - ICAP - Spread Footings | A1010210 - Spread Footings | Y | EA | 100 |  | 48
3204289464 | SUBSYSTEM | A1010250 - ICAP - Pile Caps | A1010250 - Pile Caps | Y | EA | 100 |  | 48
3204289465 | SUBSYSTEM | A1010999 - ICAP - Other | A1010999 - Other | Y | EA | 100 |  | 48
3204289466 | SUBSYSTEM | A1020110 - ICAP - CIP Concrete Piles | A1020110 - CIP Concrete Piles | Y | EA | 100 |  | 48
3204289467 | SUBSYSTEM | A1020120 - ICAP - Precast Concrete Piles | A1020120 - Precast Concrete Piles | Y | EA | 100 |  | 48
3204289468 | SUBSYSTEM | A1020130 - ICAP - Steel Pipe Piles | A1020130 - Steel Pipe Piles | Y | EA | 100 |  | 48
3204289469 | SUBSYSTEM | A1020140 - ICAP - Steel H Piles | A1020140 - Steel H Piles | Y | EA | 100 |  | 48
3204289470 | SUBSYSTEM | A1020160 - ICAP - Treated Wood Piles | A1020160 - Treated Wood Piles | Y | EA | 100 |  | 48
3204289442 | SUBSYSTEM | A1020210 - ICAP - Grade Beams | A1020210 - Grade Beams | Y | LF | 100 |  | 48
3204289471 | SUBSYSTEM | A1020999 - ICAP - Other | A1020999 - Other | Y | EA | 100 |  | 48
3204289358 | SUBSYSTEM | A1030120 - ICAP - Plain/Reinforced | A1030120 - Plain/Reinforced | Y | SF | 50 |  | 48
3204289359 | SUBSYSTEM | A1030999 - ICAP - Other | A1030999 - Other | Y | SF | 50 |  | 48
3204289443 | SUBSYSTEM | A2020110 - ICAP - CIP Concrete | A2020110 - CIP Concrete | Y | LF | 75 |  | 57
3204289444 | SUBSYSTEM | A2020140 - ICAP - Concrete Block | A2020140 - Concrete Block | Y | LF | 50 |  | 57
3204289445 | SUBSYSTEM | A2020150 - ICAP - Wood | A2020150 - Wood | Y | LF | 50 |  | 57
3204289446 | SUBSYSTEM | A2020999 - ICAP - Other | A2020999 - Other | Y | LF | 50 |  | 57
3204289360 | SUBSYSTEM | B1010220 - ICAP - CIP Concrete Beam and Slab | B1010220 - CIP Concrete Beam and Slab | Y | SF | 75 |  | 64
3204289361 | SUBSYSTEM | B1010238 - ICAP - Precast Concrete Beam and Plank | B1010238 - Precast Concrete Beam and Plank | Y | SF | 75 |  | 64
3204289362 | SUBSYSTEM | B1010244 - ICAP - Light Gauge Steel Floor System | B1010244 - Light Gauge Steel Floor System | Y | SF | 75 |  | 64
3204289363 | SUBSYSTEM | B1010250 - ICAP - Composite Deck, Steel Bar Joists | B1010250 - Composite Deck, Steel Bar Joists | Y | SF | 75 |  | 64
3204289364 | SUBSYSTEM | B1010254 - ICAP - Comp Deck, Structural Steel Beam | B1010254 - Comp Deck, Structural Steel Beam | Y | SF | 75 |  | 64
3204289365 | SUBSYSTEM | B1010264 - ICAP - Wood Beam, Joist, and Deck | B1010264 - Wood Beam, Joist, and Deck | Y | SF | 50 |  | 64
3204289461 | SUBSYSTEM | B1010998 - ICAP - Exterior Stairs | B1010998 - Exterior Stairs | Y | FLIGHT | 75 |  | 64
3204289366 | SUBSYSTEM | B1010999 - ICAP - Other | B1010999 - Other | Y | SF | 75 |  | 64
3204289367 | SUBSYSTEM | B1020102 - ICAP - Wood Deck and Rafter | B1020102 - Wood Deck and Rafter | Y | SF | 40 |  | 73
3204289368 | SUBSYSTEM | B1020108 - ICAP - Steel Deck, Beams and Bar Joist | B1020108 - Steel Deck, Beams and Bar Joist | Y | SF | 50 |  | 73
3204289370 | SUBSYSTEM | B1020122 - ICAP - CIP Concrete Roof Construction | B1020122 - CIP Concrete Roof Construction | Y | SF | 50 |  | 73
3204289369 | SUBSYSTEM | B1020137 - ICAP - Awning/Canopy | B1020137 - Awning/Canopy | Y | SF | 40 |  | 73
3204289371 | SUBSYSTEM | B1020901 - ICAP - CIP Concrete Beam and Slab | B1020901 - CIP Concrete Beam and Slab | Y | SF | 50 |  | 73
3204289372 | SUBSYSTEM | B1020902 - ICAP - Precast Concrete Beam and Plank | B1020902 - Precast Concrete Beam and Plank | Y | SF | 50 |  | 73
3204289373 | SUBSYSTEM | B1020999 - ICAP - Other | B1020999 - Other | Y | SF | 40 |  | 73
3204289374 | SUBSYSTEM | B2010101 - ICAP - CIP Concrete | B2010101 - CIP Concrete | Y | SF | 100 |  | 93
3204289375 | SUBSYSTEM | B2010104 - ICAP - Precast Concrete Panel (Ribbed) | B2010104 - Precast Concrete Panel (Ribbed) | Y | SF | 75 |  | 93
3204289376 | SUBSYSTEM | B2010106 - ICAP - Precast Concrete Panel (Tilt Up) | B2010106 - Precast Concrete Panel (Tilt Up) | Y | SF | 75 |  | 93
3204289377 | SUBSYSTEM | B2010109 - ICAP - Concrete Block | B2010109 - Concrete Block | Y | SF | 100 |  | 93
3204289378 | SUBSYSTEM | B2010125 - ICAP - Solid Brick - Single Wythe | B2010125 - Solid Brick - Single Wythe | Y | SF | 100 |  | 93
3204289379 | SUBSYSTEM | B2010126 - ICAP - Solid Brick - Double Wythe | B2010126 - Solid Brick - Double Wythe | Y | SF | 100 |  | 93
3204289380 | SUBSYSTEM | B2010128 - ICAP - Stone Veneer w/Stud Backup | B2010128 - Stone Veneer w/Stud Backup | Y | SF | 75 |  | 93
3204289381 | SUBSYSTEM | B2010130 - ICAP - Brick Veneer w/Stud Backup | B2010130 - Brick Veneer w/Stud Backup | Y | SF | 75 |  | 93
3204289382 | SUBSYSTEM | B2010132 - ICAP - Masonry Composite | B2010132 - Masonry Composite | Y | SF | 75 |  | 93
3204289384 | SUBSYSTEM | B2010134 - ICAP - Masonry Cavity | B2010134 - Masonry Cavity | Y | SF | 75 |  | 93
3204289385 | SUBSYSTEM | B2010140 - ICAP - Glass Block | B2010140 - Glass Block | Y | SF | 50 |  | 93
3204289386 | SUBSYSTEM | B2010146 - ICAP - Metal Siding Panel | B2010146 - Metal Siding Panel | Y | SF | 40 |  | 93
3204289388 | SUBSYSTEM | B2010148 - ICAP - Wood Cladding w/Stud Backup | B2010148 - Wood Cladding w/Stud Backup | Y | SF | 40 |  | 93
3204289389 | SUBSYSTEM | B2010151 - ICAP - Stucco Wall | B2010151 - Stucco Wall | Y | SF | 35 |  | 93
3204289390 | SUBSYSTEM | B2010152 - ICAP - E.I.F.S. | B2010152 - E.I.F.S. | Y | SF | 30 |  | 93
3204289391 | SUBSYSTEM | B2010999 - ICAP - Other | B2010999 - Other | Y | SF | 40 |  | 93
3204289472 | SUBSYSTEM | B2020102 - ICAP - Wood Windows | B2020102 - Wood Windows | Y | EA | 30 |  | 74
3204289473 | SUBSYSTEM | B2020104 - ICAP - Steel Windows | B2020104 - Steel Windows | Y | EA | 40 |  | 74
3204289474 | SUBSYSTEM | B2020106 - ICAP - Aluminum Windows | B2020106 - Aluminum Windows | Y | EA | 40 |  | 74
3204289392 | SUBSYSTEM | B2020210 - ICAP - Tubular Aluminum Framing | B2020210 - Tubular Aluminum Framing | Y | SF | 40 |  | 74
3204289393 | SUBSYSTEM | B2020220 - ICAP - Curtain Wall Panels | B2020220 - Curtain Wall Panels | Y | SF | 50 |  | 74
3204289475 | SUBSYSTEM | B2020999 - ICAP - Other | B2020999 - Other | Y | EA | 40 |  | 74
3204289476 | SUBSYSTEM | B2030110 - ICAP - Glazed Doors | B2030110 - Glazed Doors | Y | EA | 40 |  | 75
3204289477 | SUBSYSTEM | B2030210 - ICAP - Wood Doors | B2030210 - Wood Doors | Y | EA | 40 |  | 75
3204289478 | SUBSYSTEM | B2030220 - ICAP - Steel Doors | B2030220 - Steel Doors | Y | EA | 40 |  | 75
3204289479 | SUBSYSTEM | B2030230 - ICAP - Aluminum Doors | B2030230 - Aluminum Doors | Y | EA | 40 |  | 75
3204289480 | SUBSYSTEM | B2030410 - ICAP - Overhead Doors | B2030410 - Overhead Doors | Y | EA | 30 |  | 75
3204289395 | SUBSYSTEM | B2030901 - ICAP - Hangar Doors | B2030901 - Hangar Doors | Y | SF | 30 |  | 75
3204289481 | SUBSYSTEM | B2030999 - ICAP - Other | B2030999 - Other | Y | EA | 40 |  | 75
3204289396 | SUBSYSTEM | B3010105 - ICAP - Built-Up | B3010105 - Built-Up | Y | SF | 20 |  | 79
3204289397 | SUBSYSTEM | B3010120 - ICAP - Single Ply Membrane | B3010120 - Single Ply Membrane | Y | SF | 15 |  | 79
3204289398 | SUBSYSTEM | B3010130 - ICAP - Preformed Metal | B3010130 - Preformed Metal | Y | SF | 30 |  | 79
3204289399 | SUBSYSTEM | B3010135 - ICAP - Formed Metal | B3010135 - Formed Metal | Y | SF | 30 |  | 79
3204289400 | SUBSYSTEM | B3010140 - ICAP - Shingle Tile | B3010140 - Shingle Tile | Y | SF | 30 |  | 79
3204289401 | SUBSYSTEM | B3010320 - ICAP - Roof Deck Insulation | B3010320 - Roof Deck Insulation | Y | SF | 40 |  | 79
3204289447 | SUBSYSTEM | B3010610 - ICAP - Gutters | B3010610 - Gutters | Y | LF | 30 |  | 79
3204289357 | SUBSYSTEM | B3010620 - ICAP - Downspouts | B3010620 - Downspouts | Y | LF | 30 |  | 79
3204289402 | SUBSYSTEM | B3010999 - ICAP - Other | B3010999 - Other | Y | SF | 25 |  | 79
3204289403 | SUBSYSTEM | B3020110 - ICAP - Skylights | B3020110 - Skylights | Y | SF | 40 |  | 62
3204289482 | SUBSYSTEM | B3020210 - ICAP - Hatches | B3020210 - Hatches | Y | EA | 40 |  | 62
3204289483 | SUBSYSTEM | B3020999 - ICAP - Other | B3020999 - Other | Y | EA | 25 |  | 62
3204289404 | SUBSYSTEM | C1010102 - ICAP - Concrete Block | C1010102 - Concrete Block | Y | SF | 60 |  | 36
3204289405 | SUBSYSTEM | C1010120 - ICAP - Tile | C1010120 - Tile | Y | SF | 60 |  | 36
3204289406 | SUBSYSTEM | C1010126 - ICAP - Drywall w/Stud Framing | C1010126 - Drywall w/Stud Framing | Y | SF | 25 |  | 36
3204289408 | SUBSYSTEM | C1010140 - ICAP - Plaster w/Stud Framing | C1010140 - Plaster w/Stud Framing | Y | SF | 35 |  | 36
3204289484 | SUBSYSTEM | C1010710 - ICAP - Interior Windows | C1010710 - Interior Windows | Y | EA | 30 |  | 36
3204289485 | SUBSYSTEM | C1010999 - ICAP - Other | C1010999 - Other | Y | EA | 30 |  | 36
3204289486 | SUBSYSTEM | C1020102 - ICAP - Special Doors | C1020102 - Special Doors | Y | EA | 40 |  | 33
3204289487 | SUBSYSTEM | C1020114 - ICAP - Metal Door | C1020114 - Metal Door | Y | EA | 30 |  | 33
3204289488 | SUBSYSTEM | C1020120 - ICAP - Wood Door/Wood Frame | C1020120 - Wood Door/Wood Frame | Y | EA | 20 |  | 33
3204289489 | SUBSYSTEM | C1020122 - ICAP - Wood Door/Metal Frame | C1020122 - Wood Door/Metal Frame | Y | EA | 20 |  | 33
3204289490 | SUBSYSTEM | C1020124 - ICAP - Wood Fire Doors/Metal Frames | C1020124 - Wood Fire Doors/Metal Frames | Y | EA | 30 |  | 33
3204289491 | SUBSYSTEM | C1020999 - ICAP - Other | C1020999 - Other | Y | EA | 30 |  | 33
3204289492 | SUBSYSTEM | C1030110 - ICAP - Toilet Partitions | C1030110 - Toilet Partitions | Y | EA | 25 |  | 36
3204289493 | SUBSYSTEM | C1030310 - ICAP - Lockers | C1030310 - Lockers | Y | EA | 25 |  | 36
3204289448 | SUBSYSTEM | C1030830 - ICAP - Cabinets | C1030830 - Cabinets | Y | LF | 25 |  | 36
3204289449 | SUBSYSTEM | C1030831 - ICAP - Countertop | C1030831 - Countertop | Y | LF | 25 |  | 36
3204289494 | SUBSYSTEM | C1030999 - ICAP - Other | C1030999 - Other | Y | EA | 25 |  | 36
3204289462 | SUBSYSTEM | C2010110 - ICAP - Stairs | C2010110 - Stairs | Y | FLIGHT | 40 |  | 64
3204289495 | SUBSYSTEM | C2010999 - ICAP - Other | C2010999 - Other | Y | EA | 40 |  | 64
3204289409 | SUBSYSTEM | C3010230 - ICAP - Wall Covering | C3010230 - Wall Covering | Y | SF | 12 |  | 26
3204289410 | SUBSYSTEM | C3010380 - ICAP - Wall Tile | C3010380 - Wall Tile | Y | SF | 25 |  | 26
3204289411 | SUBSYSTEM | C3010999 - ICAP - Other | C3010999 - Other | Y | SF | 10 |  | 26
3204289412 | SUBSYSTEM | C3020901 - ICAP - Carpet | C3020901 - Carpet | Y | SF | 12 |  | 31
3204289413 | SUBSYSTEM | C3020902 - ICAP - Carpet Tile | C3020902 - Carpet Tile | Y | SF | 12 |  | 31
3204289414 | SUBSYSTEM | C3020903 - ICAP - Composition Sheet | C3020903 - Composition Sheet | Y | SF | 18 |  | 31
3204289415 | SUBSYSTEM | C3020904 - ICAP - Concrete Topping | C3020904 - Concrete Topping | Y | SF | 25 |  | 31
3204289417 | SUBSYSTEM | C3020905 - ICAP - Wood | C3020905 - Wood | Y | SF | 35 |  | 31
3204289418 | SUBSYSTEM | C3020906 - ICAP - Terrazzo | C3020906 - Terrazzo | Y | SF | 25 |  | 31
3204289419 | SUBSYSTEM | C3020907 - ICAP - Vinyl Tile | C3020907 - Vinyl Tile | Y | SF | 18 |  | 31
3204289420 | SUBSYSTEM | C3020908 - ICAP - Cork Tile | C3020908 - Cork Tile | Y | SF | 18 |  | 31
3204289421 | SUBSYSTEM | C3020909 - ICAP - Rubber Sheet | C3020909 - Rubber Sheet | Y | SF | 18 |  | 31
3204289422 | SUBSYSTEM | C3020910 - ICAP - Porcelain Tile | C3020910 - Porcelain Tile | Y | SF | 25 |  | 31
3204289423 | SUBSYSTEM | C3020911 - ICAP - Quarry Tile | C3020911 - Quarry Tile | Y | SF | 40 |  | 31
3204289424 | SUBSYSTEM | C3020912 - ICAP - Paint | C3020912 - Paint | Y | SF | 12 |  | 31
3204289425 | SUBSYSTEM | C3020913 - ICAP - Marble Tile | C3020913 - Marble Tile | Y | SF | 40 |  | 31
3204289426 | SUBSYSTEM | C3020914 - ICAP - Ceramic Tile | C3020914 - Ceramic Tile | Y | SF | 25 |  | 31
3204289427 | SUBSYSTEM | C3020915 - ICAP - Access Flooring | C3020915 - Access Flooring | Y | SF | 25 |  | 31
3204289428 | SUBSYSTEM | C3020999 - ICAP - Other | C3020999 - Other | Y | SF | 25 |  | 31
3204289429 | SUBSYSTEM | C3030105 - ICAP - Plaster | C3030105 - Plaster | Y | SF | 40 |  | 28
3204289430 | SUBSYSTEM | C3030110 - ICAP - Drywall | C3030110 - Drywall | Y | SF | 30 |  | 28
3204289431 | SUBSYSTEM | C3030210 - ICAP - Acoustical | C3030210 - Acoustical | Y | SF | 15 |  | 28
3204289432 | SUBSYSTEM | C3030999 - ICAP - Other | C3030999 - Other | Y | SF | 20 |  | 28
3204289496 | SUBSYSTEM | D1010110 - ICAP - Hydraulic Elevators | D1010110 - Hydraulic Elevators | Y | EA | 30 |  | 56
3204289497 | SUBSYSTEM | D1010140 - ICAP - Traction Geared Elevators | D1010140 - Traction Geared Elevators | Y | EA | 30 |  | 56
3204289498 | SUBSYSTEM | D1010150 - ICAP - Traction Gearless Elevators | D1010150 - Traction Gearless Elevators | Y | EA | 30 |  | 56
3204289499 | SUBSYSTEM | D1010901 - ICAP - Lifts | D1010901 - Lifts | Y | EA | 30 |  | 56
3204289500 | SUBSYSTEM | D1010999 - ICAP - Other | D1010999 - Other | Y | EA | 30 |  | 56
3204289501 | SUBSYSTEM | D1020110 - ICAP - Escalators | D1020110 - Escalators | Y | EA | 30 |  | 56
3204289450 | SUBSYSTEM | D1020210 - ICAP - Moving Walks | D1020210 - Moving Walks | Y | LF | 25 |  | 56
3204289502 | SUBSYSTEM | D1020999 - ICAP - Other | D1020999 - Other | Y | EA | 25 |  | 56
3204289451 | SUBSYSTEM | D1090901 - ICAP - Conveyors | D1090901 - Conveyors | Y | LF | 25 |  | 56
3204289503 | SUBSYSTEM | D1090902 - ICAP - Cranes and Hoists | D1090902 - Cranes and Hoists | Y | EA | 25 |  | 56
3204289452 | SUBSYSTEM | D1090903 - ICAP - Pneumatic Tube System | D1090903 - Pneumatic Tube System | Y | LF | 25 |  | 56
3204289504 | SUBSYSTEM | D1090999 - ICAP - Other | D1090999 - Other | Y | EA | 25 |  | 56
3204289505 | SUBSYSTEM | D2010110 - ICAP - Toilet | D2010110 - Toilet | Y | EA | 35 |  | 45
3204289506 | SUBSYSTEM | D2010210 - ICAP - Urinal | D2010210 - Urinal | Y | EA | 35 |  | 45
3204289507 | SUBSYSTEM | D2010310 - ICAP - Lavatory | D2010310 - Lavatory | Y | EA | 35 |  | 45
3204289508 | SUBSYSTEM | D2010410 - ICAP - Sink | D2010410 - SINK | Y | EA | 35 |  | 45
3204289509 | SUBSYSTEM | D2010430 - ICAP - Laboratory Sink | D2010430 - Laboratory Sink | Y | EA | 35 |  | 45
3204289510 | SUBSYSTEM | D2010510 - ICAP - Bathtub | D2010510 - Bathtub | Y | EA | 35 |  | 45
3204289511 | SUBSYSTEM | D2010610 - ICAP - Group Wash Fountain | D2010610 - Group Wash Fountain | Y | EA | 20 |  | 45
3204289512 | SUBSYSTEM | D2010710 - ICAP - Shower | D2010710 - Shower | Y | EA | 20 |  | 45
3204289513 | SUBSYSTEM | D2010810 - ICAP - Drinking Fountain | D2010810 - Drinking Fountain | Y | EA | 20 |  | 45
3204289514 | SUBSYSTEM | D2010820 - ICAP - Water Cooler | D2010820 - Water Cooler | Y | EA | 20 |  | 45
3204289515 | SUBSYSTEM | D2010901 - ICAP - Emergency Shower | D2010901 - Emergency Shower | Y | EA | 20 |  | 45
3204289516 | SUBSYSTEM | D2010902 - ICAP - Emergency Eye Wash | D2010902 - Emergency Eye Wash | Y | EA | 20 |  | 45
3204289517 | SUBSYSTEM | D2010903 - ICAP - Bidet | D2010903 - Bidet | Y | EA | 35 |  | 45
3204289518 | SUBSYSTEM | D2010999 - ICAP - Other | D2010999 - Other | Y | EA | 25 |  | 45
3204289519 | SUBSYSTEM | D2020210 - ICAP - Water Heaters, Residential, Elec | D2020210 - Water Heaters, Residential, Elec | Y | EA | 20 |  | 54
3204289520 | SUBSYSTEM | D2020220 - ICAP - Water Heaters, Residential, Gas | D2020220 - Water Heaters, Residential, Gas | Y | EA | 20 |  | 54
3204289521 | SUBSYSTEM | D2020230 - ICAP - Water Heaters, Residential, Oil | D2020230 - Water Heaters, Residential, Oil | Y | EA | 20 |  | 54
3204289522 | SUBSYSTEM | D2020240 - ICAP - Water Heaters, Commercial, Elec | D2020240 - Water Heaters, Commercial, Elec | Y | EA | 20 |  | 54
3204289523 | SUBSYSTEM | D2020250 - ICAP - Water Heaters, Commercial, Gas | D2020250 - Water Heaters, Commercial, Gas | Y | EA | 20 |  | 54
3204289524 | SUBSYSTEM | D2020260 - ICAP - Water Heaters, Commercial, Oil | D2020260 - Water Heaters, Commercial, Oil | Y | EA | 20 |  | 54
3204289525 | SUBSYSTEM | D2020901 - ICAP - Booster Pump | D2020901 - Booster Pump | Y | EA | 20 |  | 54
3204289526 | SUBSYSTEM | D2020902 - ICAP - Storage Tank | D2020902 - Storage Tank | Y | EA | 20 |  | 54
3204289527 | SUBSYSTEM | D2020903 - ICAP - Backflow Preventer | D2020903 - Backflow Preventer | Y | EA | 20 |  | 54
3204289528 | SUBSYSTEM | D2020904 - ICAP - Heat Transfer Package | D2020904 - Heat Transfer Package | Y | EA | 20 |  | 54
3204289453 | SUBSYSTEM | D2020905 - ICAP - Piping/Fittings | D2020905 - Piping/Fittings | Y | LF | 50 |  | 54
3204289529 | SUBSYSTEM | D2020999 - ICAP - Other | D2020999 - Other | Y | EA | 25 |  | 54
3204289530 | SUBSYSTEM | D2030901 - ICAP - Sanitary Waste Separator | D2030901 - Sanitary Waste Separator | Y | EA | 40 |  | 55
3204289454 | SUBSYSTEM | D2030902 - ICAP - Waste/Vent Piping | D2030902 - Waste/Vent Piping | Y | LF | 40 |  | 55
3204289531 | SUBSYSTEM | D2030999 - ICAP - Other | D2030999 - Other | Y | EA | 40 |  | 55
3204289455 | SUBSYSTEM | D2040210 - ICAP - Roof Drains | D2040210 - Roof Drains | Y | LF | 40 |  | 55
3204289456 | SUBSYSTEM | D2040999 - ICAP - Other | D2040999 - Other | Y | LF | 40 |  | 55
3204289532 | SUBSYSTEM | D2090999 - ICAP - Other | D2090999 - Other | Y | EA | 40 |  | 41
3204289533 | SUBSYSTEM | D3010999 - ICAP - Other | D3010999 - Other | Y | EA | 40 |  | 41
3204289534 | SUBSYSTEM | D3020126 - ICAP - Boiler, Electric, Hot Water | D3020126 - Boiler, Electric, Hot Water | Y | EA | 20 |  | 63
3204289535 | SUBSYSTEM | D3020128 - ICAP - Boiler, Electric, Steam | D3020128 - Boiler, Electric, Steam | Y | EA | 20 |  | 63
3204289536 | SUBSYSTEM | D3020130 - ICAP - Boiler Cast Iron Hot Water Gas | D3020130 - Boiler Cast Iron Hot Water Gas | Y | EA | 35 |  | 63
3204289537 | SUBSYSTEM | D3020134 - ICAP - Boiler, Cast Iron, Steam, Gas | D3020134 - Boiler, Cast Iron, Steam, Gas | Y | EA | 35 |  | 63
3204289538 | SUBSYSTEM | D3020136 - ICAP - Boiler, Cast Iron Ht Wtr Gas/Oil | D3020136 - Boiler, Cast Iron Ht Wtr Gas/Oil | Y | EA | 30 |  | 63
3204289539 | SUBSYSTEM | D3020138 - ICAP - Boiler, Cast Iron, Steam Gas/Oil | D3020138 - Boiler, Cast Iron, Steam Gas/Oil | Y | EA | 30 |  | 63
3204289540 | SUBSYSTEM | D3020901 - ICAP - Boiler, Cast Iron, Ht Wtr, Oil | D3020901 - Boiler, Cast Iron, Ht Wtr, Oil | Y | EA | 30 |  | 63
3204289541 | SUBSYSTEM | D3020902 - ICAP - Boiler, Cast Iron, Steam, Oil | D3020902 - Boiler, Cast Iron, Steam, Oil | Y | EA | 30 |  | 63
3204289542 | SUBSYSTEM | D3020903 - ICAP - Boiler, Solid Fuel | D3020903 - Boiler, Solid Fuel | Y | EA | 30 |  | 63
3204289543 | SUBSYSTEM | D3020904 - ICAP - Boiler Feedwater Tank | D3020904 - Boiler Feedwater Tank | Y | EA | 30 |  | 63
3204289544 | SUBSYSTEM | D3020905 - ICAP - Furnace | D3020905 - Furnace | Y | EA | 20 |  | 63
3204289545 | SUBSYSTEM | D3020906 - ICAP - Expansion Tank | D3020906 - Expansion Tank | Y | EA | 30 |  | 63
3204289546 | SUBSYSTEM | D3020999 - ICAP - Other | D3020999 - Other | Y | EA | 30 |  | 63
3204289547 | SUBSYSTEM | D3030130 - ICAP - Chiller, Recip, Water Cooled | D3030130 - Chiller, Recip, Water Cooled | Y | EA | 25 |  | 62
3204289548 | SUBSYSTEM | D3030135 - ICAP - Chiller, Recip, Air Cooled | D3030135 - Chiller, Recip, Air Cooled | Y | EA | 25 |  | 62
3204289549 | SUBSYSTEM | D3030140 - ICAP - Chiller, Centrifugal, Wtr Cooled | D3030140 - Chiller, Centrifugal, Wtr Cooled | Y | EA | 25 |  | 62
3204289550 | SUBSYSTEM | D3030145 - ICAP - Chiller, Gas Abso, Wtr Cooled | D3030145 - Chiller, Gas Abso, Wtr Cooled | Y | EA | 25 |  | 62
3204289551 | SUBSYSTEM | D3030150 - ICAP - Chiller, Steam Abso, Wtr Cooled | D3030150 - Chiller, Steam Abso, Wtr Cooled | Y | EA | 25 |  | 62
3204289552 | SUBSYSTEM | D3030310 - ICAP - Cooling Tower, Galvanized | D3030310 - Cooling Tower, Galvanized | Y | EA | 20 |  | 62
3204289553 | SUBSYSTEM | D3030320 - ICAP - Cooling Tower, Fiberglass | D3030320 - Cooling Tower, Fiberglass | Y | EA | 25 |  | 62
3204289554 | SUBSYSTEM | D3030330 - ICAP - Cooling Tower, Stainless Steel | D3030330 - Cooling Tower, Stainless Steel | Y | EA | 30 |  | 62
3204289555 | SUBSYSTEM | D3030901 - ICAP - Condenser, DX, Air Cooled | D3030901 - Condenser, DX, Air Cooled | Y | EA | 20 |  | 62
3204289556 | SUBSYSTEM | D3030902 - ICAP - Condenser, DX, Evaporative | D3030902 - Condenser, DX, Evaporative | Y | EA | 20 |  | 62
3204289557 | SUBSYSTEM | D3030903 - ICAP - Packaged DX Refrigerant System | D3030903 - Packaged DX Refrigerant System | Y | EA | 20 |  | 62
3204289558 | SUBSYSTEM | D3030999 - ICAP - Other | D3030999 - Other | Y | EA | 20 |  | 62
3204289559 | SUBSYSTEM | D3040106 - ICAP - Air Handling Unit, Field Fab | D3040106 - Air Handling Unit, Field Fab | Y | EA | 20 |  | 53
3204289560 | SUBSYSTEM | D3040110 - ICAP - Air Handling Unit, Central Sta | D3040110 - Air Handling Unit, Central Sta | Y | EA | 20 |  | 53
3204289561 | SUBSYSTEM | D3040114 - ICAP - Air Handling Unit, Rooftop | D3040114 - Air Handling Unit, Rooftop | Y | EA | 15 |  | 53
3204289562 | SUBSYSTEM | D3040118 - ICAP - Fan Coil A/C, Cab Mnt, Two Pipe | D3040118 - Fan Coil A/C, Cab Mnt, Two Pipe | Y | EA | 15 |  | 53
3204289563 | SUBSYSTEM | D3040122 - ICAP - Fan Coil A/C, Cab Mnt, Four Pipe | D3040122 - Fan Coil A/C, Cab Mnt, Four Pipe | Y | EA | 15 |  | 53
3204289564 | SUBSYSTEM | D3040124 - ICAP - Fan Coil A/C, Duct Mount, 2 Pipe | D3040124 - Fan Coil A/C, Duct Mount, 2 Pipe | Y | EA | 15 |  | 53
3204289565 | SUBSYSTEM | D3040128 - ICAP - Fan Coil A/C, Duct Mount, 4 Pipe | D3040128 - Fan Coil A/C, Duct Mount, 4 Pipe | Y | EA | 15 |  | 53
3204289566 | SUBSYSTEM | D3040132 - ICAP - VAV Terminal | D3040132 - VAV Terminal | Y | EA | 15 |  | 53
3204289567 | SUBSYSTEM | D3040136 - ICAP - VAV Terminal, Fan Powered | D3040136 - VAV Terminal, Fan Powered | Y | EA | 15 |  | 53
3204289568 | SUBSYSTEM | D3040220 - ICAP - Fan System, Centrifugal In-Line | D3040220 - Fan System, Centrifugal In-Line | Y | EA | 20 |  | 53
3204289569 | SUBSYSTEM | D3040230 - ICAP - Fan System, Utility Set | D3040230 - Fan System, Utility Set | Y | EA | 20 |  | 53
3204289570 | SUBSYSTEM | D3040240 - ICAP - Fan System, Roof Exhaust | D3040240 - Fan System, Roof Exhaust | Y | EA | 20 |  | 53
3204289571 | SUBSYSTEM | D3040250 - ICAP - Comm/Indu Vacuum Dust Collection | D3040250 - Comm/Ind Vacuum Dust Collection | Y | EA | 25 |  | 53
3204289572 | SUBSYSTEM | D3040260 - ICAP - Kitchen Exhaust/Make-Up Air | D3040260 - Kitchen Exhaust/Make-Up Air | Y | EA | 25 |  | 53
3204289573 | SUBSYSTEM | D3040330 - ICAP - Circulating Pump, End Suction | D3040330 - Circulating Pump, End Suction | Y | EA | 15 |  | 53
3204289574 | SUBSYSTEM | D3040340 - ICAP - Circulating Pump, Double Suction | D3040340 - Circulating Pump, Double Suction | Y | EA | 20 |  | 53
3204289575 | SUBSYSTEM | D3040610 - ICAP - Heat Exchanger, Plate Type | D3040610 - Heat Exchanger, Plate Type | Y | EA | 20 |  | 53
3204289576 | SUBSYSTEM | D3040620 - ICAP - Heat Exchanger, Shell Tube | D3040620 - Heat Exchanger, Shell Tube | Y | EA | 20 |  | 53
3204289577 | SUBSYSTEM | D3040901 - ICAP - Dehumidifier | D3040901 - Dehumidifier | Y | EA | 15 |  | 53
3204289578 | SUBSYSTEM | D3040902 - ICAP - Humidifier | D3040902 - Humidifier | Y | EA | 10 |  | 53
3204289579 | SUBSYSTEM | D3040903 - ICAP - Fan Coil A/C, DX | D3040903 - Fan Coil A/C, DX | Y | EA | 20 |  | 53
3204289580 | SUBSYSTEM | D3040999 - ICAP - Other | D3040999 - Other | Y | EA | 20 |  | 53
3204289581 | SUBSYSTEM | D3050120 - ICAP - Unit Heaters, Gas | D3050120 - Unit Heaters, Gas | Y | EA | 15 |  | 49
3204289582 | SUBSYSTEM | D3050130 - ICAP - Unit Heaters, Hydronic | D3050130 - Unit Heaters, Hydronic | Y | EA | 20 |  | 49
3204289583 | SUBSYSTEM | D3050170 - Split Systems Air Cooled Condense Unit | D3050170 - Split Systems Air Cooled Condense Unit | Y | EA | 25 |  | 49
3204289584 | SUBSYSTEM | D3050175 - ICAP - Rooftop A/C | D3050175 - Rooftop A/C | Y | EA | 15 |  | 49
3204289585 | SUBSYSTEM | D3050185 - ICAP - Computer Room Cooling Units | D3050185 - Computer Room Cooling Units | Y | EA | 15 |  | 49
3204289586 | SUBSYSTEM | D3050201 - ICAP - Pkg A/C, Air Cooled, Elec Heat | D3050201 - Pkg A/C, Air Cooled, Elec Heat | Y | EA | 15 |  | 49
3204289587 | SUBSYSTEM | D3050203 - ICAP - Pkg A/C, Air Cooled, HW Heat | D3050203 - Pkg A/C, Air Cooled, HW Heat | Y | EA | 15 |  | 49
3204289588 | SUBSYSTEM | D3050210 - ICAP - Pkg A/C, Water Cooled, Elec Heat | D3050210 - Pkg A/C, Water Cooled, Elec Heat | Y | EA | 15 |  | 49
3204289589 | SUBSYSTEM | D3050220 - ICAP - Pkg A/C, Water Cooled, HW Heat | D3050220 - Pkg A/C, Water Cooled, HW Heat | Y | EA | 15 |  | 49
3204289590 | SUBSYSTEM | D3050230 - ICAP - Heat Pump, Wtr Source, Cent Sta | D3050230 - Heat Pump, Wtr Source, Cent Sta | Y | EA | 15 |  | 49
3204289591 | SUBSYSTEM | D3050235 - ICAP - Heat Pump, Water Source, Console | D3050235 - Heat Pump, Water Source, Console | Y | EA | 15 |  | 49
3204289592 | SUBSYSTEM | D3050240 - ICAP - Heat Pump, Duct Mnt, Horizontal | D3050240 - Heat Pump, Duct Mnt, Horizontal | Y | EA | 15 |  | 49
3204289593 | SUBSYSTEM | D3050245 - ICAP - Heat Pump, Air/Air, Roof Top | D3050245 - Heat Pump, Air/Air, Roof Top | Y | EA | 15 |  | 49
3204289594 | SUBSYSTEM | D3050255 - ICAP - Thru-Wall A/C Unit | D3050255 - Thru-Wall A/C Unit | Y | EA | 15 |  | 49
3204289595 | SUBSYSTEM | D3050260 - ICAP - Thru-Wall Heat Pump | D3050260 - Thru-Wall Heat Pump | Y | EA | 15 |  | 49
3204289596 | SUBSYSTEM | D3050530 - ICAP - Baseboard Heating | D3050530 - Baseboard Heating | Y | EA | 30 |  | 49
3204289597 | SUBSYSTEM | D3050901 - ICAP - Unit Heaters, Electric | D3050901 - Unit Heaters, Electric | Y | EA | 15 |  | 49
3204289598 | SUBSYSTEM | D3050902 - ICAP - Unit Heater, Infrared | D3050902 - Unit Heater, Infrared | Y | EA | 15 |  | 49
3204289599 | SUBSYSTEM | D3050904 - ICAP - Smoke Vents | D3050904 - Smoke Vents | Y | EA | 15 |  | 49
3204289457 | SUBSYSTEM | D3050905 - ICAP - Hydronic Heating - Fin Tube | D3050905 - Hydronic Heating - Fin Tube | Y | LF | 15 |  | 49
3204289600 | SUBSYSTEM | D3050999 - ICAP - Other | D3050999 - Other | Y | EA | 15 |  | 49
3204289601 | SUBSYSTEM | D3060901 - ICAP - HVAC Controls, Electric, Digital | D3060901 - HVAC Controls, Electric, Digital | Y | EA | 25 |  | 59
3205962452 | SUBSYSTEM | D3060902 - ICAP - HVAC Controls, Pneumatic | D3060902 - HVAC Controls, Pnuematic | Y | EA | 25 |  | 59
3204289603 | SUBSYSTEM | D3060903 - ICAP - Air Compressor | D3060903 - Air Compressor | Y | EA | 25 |  | 59
3204289604 | SUBSYSTEM | D3060999 - ICAP - Other | D3060999 - Other | Y | EA | 25 |  | 59
3204289605 | SUBSYSTEM | D3090310 - ICAP - Fume Hood Exhaust System | D3090310 - Fume Hood Exhaust System | Y | EA | 25 |  | 53
3204289606 | SUBSYSTEM | D3090320 - ICAP - Garage Exhaust Systems | D3090320 - Garage Exhaust Systems | Y | EA | 25 |  | 53
3204289607 | SUBSYSTEM | D3090901 - ICAP - Industrial Exhaust System | D3090901 - Industrial Exhaust System | Y | EA | 25 |  | 53
3204289608 | SUBSYSTEM | D3090902 - ICAP - Chemical Feedwater | D3090902 - Chemical Feedwater | Y | EA | 20 |  | 53
3204289458 | SUBSYSTEM | D3090903 - ICAP - Air Curtain | D3090903 - Air Curtain | Y | LF | 15 |  | 53
3204289609 | SUBSYSTEM | D3090999 - ICAP - Other | D3090999 - Other | Y | EA | 25 |  | 53
3204289433 | SUBSYSTEM | D4010310 - ICAP - Dry Pipe Systems | D4010310 - Dry Pipe Systems | Y | SF | 25 |  | 59
3204289434 | SUBSYSTEM | D4010350 - ICAP - Preaction Systems | D4010350 - Preaction Systems | Y | SF | 25 |  | 59
3204289435 | SUBSYSTEM | D4010370 - ICAP - Deluge Systems | D4010370 - Deluge Systems | Y | SF | 25 |  | 59
3204289436 | SUBSYSTEM | D4010390 - ICAP - Firecycle Systems | D4010390 - Firecycle Systems | Y | SF | 25 |  | 59
3204289437 | SUBSYSTEM | D4010410 - ICAP - Wet Pipe Systems | D4010410 - Wet Pipe Systems | Y | SF | 25 |  | 59
3204289438 | SUBSYSTEM | D4010999 - ICAP - Other | D4010999 - Other | Y | SF | 25 |  | 59
3204289459 | SUBSYSTEM | D4020310 - ICAP - Riser | D4020310 - Riser | Y | FLOOR | 25 |  | 59
3204289460 | SUBSYSTEM | D4020999 - ICAP - Other | D4020999 - Other | Y | FLOOR | 25 |  | 59
3204289610 | SUBSYSTEM | D4030999 - ICAP - Other | D4030999 - Other | Y | EA | 25 |  | 58
3204289611 | SUBSYSTEM | D4090901 - ICAP - Carbon Dioxide Extinguishing Sys | D4090901 - Carbon Dioxide Extinguishing Sys | Y | EA | 20 |  | 58
3204289612 | SUBSYSTEM | D4090902 - ICAP - Hood Fire Protection | D4090902 - Hood Fire Protection | Y | EA | 25 |  | 58
3204289613 | SUBSYSTEM | D4090903 - ICAP - Backflow Preventer | D4090903 - Backflow Preventer | Y | EA | 25 |  | 58
3204289614 | SUBSYSTEM | D4090904 - ICAP - Fire Pumps | D4090904 - Fire Pumps | Y | EA | 20 |  | 58
3204289439 | SUBSYSTEM | D4090920 - ICAP - Clean Agent Extinguishing System | D4090920 - Clean Agent Extinguishing System | Y | SF | 20 |  | 58
3204289615 | SUBSYSTEM | D4090999 - ICAP - Other | D4090999 - Other | Y | EA | 20 |  | 58
3204289616 | SUBSYSTEM | D5010120 - ICAP - Electrical Service | D5010120 - Electrical Service | Y | EA | 30 |  | 62
3204289617 | SUBSYSTEM | D5010240 - ICAP - Switchgear | D5010240 - Switchgear | Y | EA | 20 |  | 62
3204289618 | SUBSYSTEM | D5010901 - ICAP - Transfer Switch | D5010901 - Transfer Switch | Y | EA | 25 |  | 62
3204289619 | SUBSYSTEM | D5010902 - ICAP - Transformer | D5010902 - Transformer | Y | EA | 30 |  | 62
3204289620 | SUBSYSTEM | D5010903 - ICAP - Motor Control Center | D5010903 - Motor Control Center | Y | EA | 25 |  | 62
3204289621 | SUBSYSTEM | D5010905 - ICAP - Capacitor Bank | D5010905 - Capacitor Bank | Y | EA | 25 |  | 62
3204289622 | SUBSYSTEM | D5010906 - ICAP - Panelboards | D5010906 - Panelboards | Y | EA | 25 |  | 62
3204289623 | SUBSYSTEM | D5010999 - ICAP - Other | D5010999 - Other | Y | EA | 25 |  | 62
3204289440 | SUBSYSTEM | D5020120 - ICAP - Electrical Distribution | D5020120 - Electrical Distribution | Y | SF | 30 |  | 58
3204289624 | SUBSYSTEM | D5020248 - ICAP - Interior Lighting, Fluorecent | D5020248 - Interior Lighting, Fluorecent | Y | EA | 20 |  | 58
3204289625 | SUBSYSTEM | D5020250 - ICAP - Interior Lighting, Incandescent | D5020250 - Interior Lighting, Incandescent | Y | EA | 20 |  | 58
3204289626 | SUBSYSTEM | D5020252 - ICAP - Interior Lighting, High Int | D5020252 - Interior Lighting, High Int | Y | EA | 20 |  | 58
3204289627 | SUBSYSTEM | D5020901 - ICAP - Exit Lighting | D5020901 - Exit Lighting | Y | EA | 20 |  | 58
3204289628 | SUBSYSTEM | D5020902 - ICAP - Explosion Proof Lighting | D5020902 - Explosion Proof Lighting | Y | EA | 20 |  | 58
3204289629 | SUBSYSTEM | D5020903 - ICAP - Exterior Lighting | D5020903 - Exterior Lighting | Y | EA | 25 |  | 58
3204289630 | SUBSYSTEM | D5020999 - ICAP - Other | D5020999 - Other | Y | EA | 25 |  | 58
3204289631 | SUBSYSTEM | D5030910 - ICAP - Communication/Alarm Systems | D5030910 - Communication/Alarm Systems | Y | EA | 15 |  | 63
3204289632 | SUBSYSTEM | D5030999 - ICAP - Other | D5030999 - Other | Y | EA | 15 |  | 63
3204289633 | SUBSYSTEM | D5090210 - ICAP - Generators | D5090210 - Generators | Y | EA | 25 |  | 48
3204289634 | SUBSYSTEM | D5090901 - ICAP - Emergency Lighting | D5090901 - Emergency Lighting | Y | EA | 25 |  | 48
3204289635 | SUBSYSTEM | D5090902 - ICAP - Lightning Protection (Arresters) | D5090902 - Lightning Protection (Arresters) | Y | EA | 25 |  | 48
3204289636 | SUBSYSTEM | D5090903 - ICAP - Grounding System | D5090903 - Grounding System | Y | EA | 25 |  | 48
3204289637 | SUBSYSTEM | D5090904 - ICAP - Uninteruptible Power Supply | D5090904 - Uninteruptible Power Supply | Y | EA | 20 |  | 48
3204289638 | SUBSYSTEM | D5090999 - ICAP - Other | D5090999 - Other | Y | EA | 20 |  | 48
3177762406 | SUBSYSTEM | E1030110 - ICAP - Vehicular Service Equipment | E1030110 - Vehicular Service Equipment | Y | EA | 25
3177762407 | SUBSYSTEM | E1030310 - ICAP - Loading Dock Equipment | E1030310 - Loading Dock Equipment | Y | EA | 25
3204289639 | SUBSYSTEM | E1030999 - ICAP - Other | E1030999 - Other | Y | EA | 30 |  | 28

## UEM Asset Classification
UTILITIES EQUIPMENT MANAGEMENT (UEM) ASSET CLASSIFICATION
THIS TABLE USED TO FILL IN DATA FIELDS CLASSIFICATION-ID, CLASSIFICATION-DESCRIPTION FOR UTILITY EQUIPMENT - Revised 11/11/ 2011
Class ID | PARENT | CLASSIFICATIONID | Description |  | DL
1647 | Electrical | ANT | Antenna | #REF! | 20
1691 | Electrical | BATT | Battery | #REF! | 5
1600 | Electrical | CAPBANK | Capacitor Bank | #REF! | 30
1620 | Electrical | CATHPROT | Cathodic Protection | #REF! | 20
1651 | Electrical | CMCS | Chemical Monitoring Control System | #REF! | 20
1652 | Electrical | CNTRLSYS | Control System | #REF! | 25
1613 | Electrical | DIFFRELAY | Differential Relay | #REF! | 30
1601 | Electrical | DYNPROTDEV | Dynamic Protective Device | 25 | 30
1616 | Electrical | ELECTMETER | Electric Meter | 14 | 30
1692 | Electrical | EMSENSOR | Electro-Mechanical Sensor | 25 | 10
1604 | Electrical | EXTLIGHTS | Exterior Lights | 15 | 10
1606 | Electrical | GENERATOR | Generator | 9 | 10
1619 | Electrical | GRND | Grounds | 7 | 50
1599 | Electrical | LINE | Electric Line | 13 | 30
1615 | Electrical | MOTOR | Motor | 5 | 15
1614 | Electrical | OCRELAY | Overcurrent Relay | 17 | 30
1645 | Electrical | PLC | Programmable Logic Controller | 29 | 10
1644 | Electrical | RADIO | Radio | 5 | 10
1610 | Electrical | SWITCH | Switch | 6 | 30
1612 | Electrical | VOLTREG | Voltage Regulator | 17 | 30
1643 | Electrical | XDCRS | Transducer | 10 | 30
1611 | Electrical | XFMR | Transformer | 11 | 30
1646 | Electrical | XMITR | Transmitter | 11 | 10
1665 | Mech and Structures | BLRS | Boiler | 6 | 30
1681 | Mech and Structures | BRNMKR | Brine Maker | 11 | 20
1694 | Mech and Structures | BURNER | Burner | 6 | 20
1653 | Mech and Structures | COMP | Compressor | 10 | 10
1705 | Mech and Structures | COMTR | Comminutor | 10 | 10
1631 | Mech and Structures | CONDCLTR | Condensate Collector | 20 | 25
1634 | Mech and Structures | CTRLVALVE | Control Valve | 13 | 20
1695 | Mech and Structures | DRYER | Air Dryer | 9 | 15
1668 | Mech and Structures | ENGINE | Engine | 6 | 10
1642 | Mech and Structures | EXPJOINT | Expansion Joint | 15 | 15
1663 | Mech and Structures | FAN | Fan | 3 | 20
1696 | Mech and Structures | FILTER | Filter | 6 | 1
1697 | Mech and Structures | GAUGE | Gauge | 5 | 5
1683 | Mech and Structures | GTOWS | Grease Trap and Oil Water Seperator | 35 | 25
1698 | Mech and Structures | HEX | Heat Exchanger | 14 | 20
1636 | Mech and Structures | HYDRANT | Hydrant | 7 | 50
1699 | Mech and Structures | IX | Ion Exchange Unit | 17 | 25
1638 | Mech and Structures | MECHMETER | Mechanical Meter | 16 | 25
1700 | Mech and Structures | NOX | Nitrogen Oxide Reduction Unit | 29 | 25
1637 | Mech and Structures | PIPE | Pipe | 4 | 50
1639 | Mech and Structures | PUMP | Pump | 4 | 20
1635 | Mech and Structures | RELVALVE | Relief Valve | 12 | 20
1701 | Mech and Structures | RO | Reverse Osmosis Unit | 20 | 15
1660 | Mech and Structures | SOOTBLR | Sootblower | 10 | 25
1607 | Mech and Structures | SUPSTRUCTURE | Support Structure | 17 | 30
1608 | Mech and Structures | SURFSTRUCTURE | Surface Structure | 17 | 30
1617 | Mech and Structures | SYSVALVE | System Valve | 12 | 50
1702 | Mech and Structures | TANK | Tank | 4 | 25
1703 | Mech and Structures | TURBINE | Steam Turbine | 13 | 40
1609 | Mech and Structures | UGSTRUCTURE | Underground Structure | 21 | 40
1704 | Mech and Structures | UPV | Unfired Pressure Vessel | 23 | 25

## Asset Identification List
ASSET IDENTIFICATION LIST
Revised 11/11/ 2011
1. Tag should be placed on device at eye level.
2. Only equipment with a value over $2500 or sized as indicated below is tagged.
3. Contact your FEC POC for specific requirements for tagging at your site/project
Equipment Tagging For NAVFAC |  |  | Original RFP Count | Current proposal Count |  | Estimating team review of unit cost 12/03/2008-- or "How to know if it is More than $2,500"
NO | UNIFORMAT CODE | NAME | 115 | 49 | NOTES | Review of cost based on RSMeans Assem. Cost Data 2008, 33rd Edition
1 | B203004 | OVERHEAD DOORS | YES | Yes | One tag placed on door | Any door of more than 160 square feet in size
2 | C102005 | OVERHEAD DOORS, INTERIOR | YES | Yes | One tag placed on door | Any door of more than 160 square feet in size
3 | D101002 | PASSENGER ELEVATORS | YES | Yes | One tag placed on Machinery | Any unit will be more than $2500
4 | D101003 | FREIGHT ELEVATORS | YES | Yes | One tag placed on Machinery | Any unit will be more than $2500
5 | D101004 | LIFTS | YES | Yes | One tag placed on device or near device | Any unit that moves materials over 15 feet is over $2500
6 | D102001 | ESCALATORS | YES | Yes | One tag placed on device or near device | Any unit that moves materials over 15 feet is over $2500
7 | D102002 | MOVING RAMPS AND WALKS | YES | Yes | One tag placed on device or near device | Any unit that moves materials over 15 feet is over $2500
8 | D109002.01 | SCRAP CONVEYORS | YES | No
9 | D109002.02 | MATERIAL HANDLING CONVEYORS | YES | Yes | One tag placed on device or near device | Any unit that moves materials over 15 feet is over $2500
10 | D109003.01 | HOISTS & CRANES | YES | No
11 | D201006.01 | DRINKING FOUNTAINS | YES | No
12 | D202003.01 | PUMPS, PRESSURE BOOSTER SYSTEM | YES | Yes | One tag placed on device | Any unit of 1 Hp. or more is over $2500
13 | D202003.02 | WATER TANKS, DW SUPPLY EQUIPMENT | YES | Yes | One tag placed on device | Any tank of 300 Gal. or more, hot or cold is over $2500
14 | D202003.03 | WATER HEATER, COMMERCIAL | YES | Yes | One tag placed on device | Any unit of more than 200 Gal. will be over $2500
15 | D202003.04 | WATER HEATER, RESIDENTIAL | YES | No
16 | D202003.06 | WATER SOFTENER | YES | No
17 | D202003.07 | BACKFLOW PREVENTION | YES | Yes | One tag placed on device | Any unit with a feed pipe size of 2 inch's or more, over $2500
18 | D203004.02 | WASTE PUMPS | YES | No
19 | D204003 | SUBMERSIBLE SUMP, ST DISCHARGE | YES | No
20 | D209001.03 | HEAT TRANSFER PACKAGES | YES | No
21 | D209003 | INTERCEPTORS | YES | No
22 | D302002.01 | BOILER, ELECTRIC | YES | Yes | One tag placed on device | Any unit producing 250,000 BTU's or more over $2500
23 | D302002.02 | BOILER FEED WATER TANK | YES | No
24 | D302002.03 | BOILER, GAS FIRED | YES | Yes | One tag placed on device | Any unit producing 250,000 BTU's or more over $2500
25 | D302002.04 | BOILER, GAS/OIL | YES | Yes | One tag placed on device | Any unit producing 250,000 BTU's or more over $2500
26 | D302002.05 | BOILER, OIL FIRED | YES | Yes | One tag placed on device | Any unit producing 250,000 BTU's or more over $2500
27 | D302002.06 | BOILER, SOLID FUEL | YES | Yes | One tag placed on device | Any unit producing 250,000 BTU's or more over $2500
28 | D302002.07 | BOILER ROOM PIPING & SPECIALTIES | YES | No
29 | D302002.08 | STEEL FIRE TUBE | YES | No
30 | D302002.09 | STEEL WATER TUBE | YES | No
31 | D302003.01 | BURNER | YES | No
32 | D302003.02 | CONVERTER | YES | No
33 | D302003.03 | FURNACE, AIR HEATING ONLY | YES | Yes | One tag placed on device | Any unit producing 250,000 BTU's or more over $2500
34 | D302005.01 | MOTORS | YES | No
35 | D302005.02 | PUMP | YES | No
36 | D303001.01 | CW: ABSORPTION WATER CHILLERS | YES | Yes | One tag placed on device | Any unit will be more than $2500
37 | D303001.02 | COMPRESSION (OR REFRIGERATION) CHILLERS | YES | Yes | One tag placed on device | Any unit will be more than $2500
38 | D303001.03 | CW: HEAT EXCHANGER | YES | Yes | One tag placed on device | Any unit producing 250,000 BTU's or more over $2500
39 | D303001.04 | CW: PACKAGED COOLING TOWER | YES | Yes | One tag placed on device | Any unit with a feed pipe size of 2 inch's or more, over $2500
40 | D303001.05 | CW: CIRCULATING PUMP | YES | No
41 | D303002.01 | DX: CONDENSER, AIR COOLED | YES | Yes | One tag placed on device | Any unit 3 tons/30,000 BTU's of cooling is over $2500
42 | D303002.02 | DX: CONDENSER, EVAPORATIVE | YES | Yes | One tag placed on device | Any unit 3 tons/30,000 BTU's of cooling is over $2500
43 | D303002.03 | DX: REFRIGERATION COMPRESSOR | YES | No
44 | D304001.01 | BLOWER-FORCED DRAFT | YES | No
45 | D304001.02 | BLOWER-INDUCED DRAFT | YES | No
46 | D304001.04 | AIR DRYER | YES | No
47 | D304001.05 | HUMIDIFIER | YES | No
48 | D304001.06 | AIR PURIFIERS | YES | No
49 | D304007.01 | FAN, INDUCED DRAFT | YES | No
50 | D304007.02 | FAN, AXIAL FLOW | YES | No
51 | D304007.04 | FAN, CENTRIFUGAL AIRFOIL | YES | No
52 | D304007.05 | FAN, CORROSIVE RESISTANT | YES | No
53 | D304007.06 | FAN, DOUBLE WIDTH - BELT DRIVE | YES | No
54 | D304007.07 | FAN, IN-LINE CENTRIFUGAL | YES | No
55 | D304007.08 | FAN, SINGLE WIDTH - BELT DRIVE | YES | No
56 | D304007.09 | FAN, VANEAXIAL | YES | No
57 | D304007.10 | FAN MOTOR | YES | No
58 | D304007.11 | RFAN MOTOR | YES | No
59 | D304007.12 | SFAN MOTOR | YES | No
60 | D304007.21 | DUST & FUME COLLECTORS | YES | Yes | One tag placed on device | Any unit that produces 5000 cfm or more is over $2500
61 | D304007.22 | AIR CURTAINS | YES | Yes | One tag placed on device | Any unit longer than 96 inch's or 2000 cfm is over $2500
62 | D304007.23 | PAINT SPRAY BOOTH VENTILATION | YES | Yes | One tag placed on device | Any unit that produces 5000 cfm or more is over $2500
63 | D304008 | AIR HANDLING UNITS | YES | Yes | One tag placed on device | Any unit producing over 3500 cfm will be over $2500
64 | D305001.01 | MAKE UP AIR UNIT | YES | Yes | One tag placed on device | Any unit will be more than $2500
65 | D305001.03 | EXHAUST, INDUSTRIAL AIR, W/ GRANULES | YES | Yes | One tag placed on device | Any unit that produces 5000 cfm or more is over $2500
66 | D305001.06 | EXHAUST, ROOF, CENTRIFUGAL | YES | No
67 | D305001.07 | EXHAUST, WALL SHUTTER, PROPELLER | YES | No
68 | D305001.08 | SMOKE AND HEAT VENTS | YES | No
69 | D305002.01 | SPACE HEATER, GAS/OIL | YES | No
70 | D305002.02 | UNIT HEATERS | YES | No
71 | D305003 | FAN COIL UNITS, CHILLED WATER | YES | No
72 | D305004.01 | HYDRONIC HEATING, FIN TUBE | YES | No
73 | D305004.02 | HYDRONIC HEATING, RADIATOR UNITS | YES | No
74 | D305005.01 | ELECTRIC UNIT HEATERS | YES | No
75 | D305005.02 | INFRARED HEATERS | YES | No
76 | D305006 | PACKAGED TERMINAL AIR CONDITIONER | YES | Yes | One tag placed on device | Any unit 3 tons/30,000 BTU's of cooling is over $2500
77 | D305006.01 | HEAT PUMP, AIR-SOURCE | YES | Yes | One tag placed on device | Any unit 3 tons/30,000 BTU's of cooling is over $2500
78 | D305006.02 | HEAT PUMP, WATER SOURCE | YES | Yes | One tag placed on device | Any unit 3 tons/30,000 BTU's of cooling is over $2500
79 | D305006.03 | SPLIT DUCTLESS SYSTEM | YES | Yes | One tag placed on device | Any unit 1.5 tons/18,000 BTU's of cooling is over $2500
80 | D305006.05 | FAN COIL UNITS, DIRECT EXPANSION | YES | No
81 | D305006.06 | ROOF TOP UNIT, SINGLE ZONE | YES | Yes | One tag placed on device | Any unit 3 tons/30,000 BTU's of cooling is over $2500
82 | D305006.07 | ROOF TOP UNIT, MULTI ZONE | YES | Yes | One tag placed on device | Any unit 3 tons/30,000 BTU's of cooling is over $2500
83 | D305006.08 | ROOF TOP UNIT, PENTHOUSE UNIT | YES | Yes | One tag placed on device | Any unit 3 tons/30,000 BTU's of cooling is over $2500
84 | D306004 | INSTRUMENT AIR COMPRESSOR | YES | No
85 | D309002 | REFRIGERATION SYSTEMS | YES | Yes | One tag placed on device+G30 | Any unit 1.5 tons/18,000 BTU's of cooling is over $2500
86 | D309099.02 | AIR COMPRESSORS | YES | No
87 | D309099.03 | INDUSTRIAL AIR COMPRESSORS | YES | No
88 | D401002.01 | BACKFLOW PREVENTION | YES | Yes | One tag placed on device | Any unit with a feed pipe size of 2 inch's or more, over $2500
89 | D402001.03 | STANDPIPE EQUIPMENT | YES | No
90 | D409001 | CARBON DIOXIDE SYSTEMS | YES | No
91 | D409002 | FOAM GENERATING EQUIPMENT | YES | Yes | One tag placed on device or near device | Any unit will be more than $2500
92 | D409003 | CLEAN AGENT SYSTEMS | YES | No
93 | D409005 | VENT HOOD SUPPRESSION | YES | Yes | One tag placed on device | Any unit will be more than $2500
94 | D409099 | DRY CHEMICAL SYSTEMS | YES | Yes | One tag placed on device | Any unit will be more than $2500
95 | D501002.01 | TRANSFORMERS | YES | No
96 | D501005 | PANELBOARDS | YES | No
97 | D501006 | ENLOSED CIRCUIT BREAKERS | YES | No
98 | D501007.01 | MOTOR STARTER SWITCHES | YES | No
99 | D501007.02 | MOTOR STARTERS | YES | No
100 | D501099.01 | SUBSTATION CAPACITOR BANK | YES | No
101 | D501099.03 | PRIMARY SWITCH | YES | Yes | One tag placed on device | Any unit of 225 amps or more is over $2500
102 | D501099.04 | CAPACITOR BANK | YES | No
103 | D501099.05 | DISCONNECT SWITCHES | YES | No
104 | D501099.06 | SAFETY SWITCHES | YES | No
105 | D501099.07 | SECONDARY SWITCHES | YES | No
106 | D501099.08 | DISTRIBUTION BUS | YES | Yes | One tag placed on device | Any unit over 96 inch's or 250 amp's of electrical power
107 | D501099.09 | BUS 225 AMP OR GREATER | YES | Yes | One tag placed on device | Any unit over 96 inch's or 250 amp's of electrical power
108 | D501099.10 | BUS PLUGS | YES | No
109 | D501099.11 | SWITCHBOARD - FEEDER | YES | No
110 | D501099.12 | MOTOR CONTROL CENTER | YES | Yes | One tag placed on device or near device | Any unit of 225 amps or more is over $2500
111 | D501099.13 | ELECTRIC MOTORS | YES | No
112 | D501099.14 | GENERATORS | YES | Yes | One tag placed on device | Any unit of 25000 watt's or more is over $2500
113 | D501099.17 | TRANSFER SWITCHES | YES | No
114 | E103002.02 | TRUCK OR DOCK LEVELER | YES | Yes | One tag placed on device | Any unit will be more than $2500
115 | E103002.03 | TRUCK OR DOCK LIFTS | YES | Yes | One tag placed on device | Any unit will be more than $2500

## Definitions
DEFINITIONS | Revised 11/11/ 2011
Column Name | Populated By | Required | Definition | Reference
ORG_ID | By NAVFAC | y | Corresponds to FEC Identifier. Remains unchanged
Site_Id | By NAVFAC | y | Corresponds to Base Area Identifier. Site Name (iNFADS)-The common identification or name for the site assigned by the Military Service, Washington HQ Service (WHS), or Agency. | NAVFAC P-78, Real Property Inventory Procedures Manual, pg 5-341
Contract Number | By KTR | y | Project Reference on which work is being done
Task-Delivery Order Num | By KTR | y | Delivery Order # for the project
Building Name | Get Info from NAVFAC | y | Facility Name (iNFADS)-A name assigned to a facility. | NAVFAC P-78, Real Property Inventory Procedures Manual, pg 5-127
Drawing Reference Id | by KTR | y | Drawing Reference # for the Asset. Give AS BUILT drawing reference where this asset can be found. This is to help users locate equipment and related drawings
Asset Description | By KTR |  | UNIFORMAT Level 4 Component Unit description of CIMU without the alpha-numeric UNIFORMAT code. For Other, specify the sub-system. See 5-3 Sub System
Inventory Category | By NAVFAC | y | Default to CIMU for all records
Location Code | Get Info from NAVFAC | y | Building location code where CIMU is located
Notes on CIMU structure | By KTR |  | How does CIMU relate to structure and other CIMU's. Additonal information of the CIMU that is not already in Asset Description
Master System | by KTR | y | Pick from Value List given. UNIFORMAT classification – a standard classification of building components established by the National Institute of Standards and Technology (NIST). Master System correlates with UNIFORMAT Level 2 Group Elements. See 5-1 Master | ICAP Training Manual, Task Element 1, pg 9 ICAP Training Manual, Task Element 1, pg 22
System | By KTR | y | Pick from Value List given. System correlates with UNIFORMAT Level 3 Individual Elements. See 5-2 System | ICAP Training Manual, Task Element 1, pg 22
Sub System | By KTR | y | Pick from Value List given. Pick "ICAP Other" if no existing value is valid. Sub-System correlates with UNIFORMAT Level 4 Component Unit. See 5-3 Sub System | ICAP Training Manual, Task Element 1, pg 22
Quantity | By KTR | y | Qty of items that comprise the CIMU. Can be 1 or more
Design Life | By NAVFAC |  | Normal useful life of building components. This is generally established by the manufacture and is measured in years. See L4 Classification file | ICAP Training Manual, Task Element 1, pg 9
InstallDate | By KTR | y | Install date of the majority of components within the CIMU. | ICAP Training Manual, Task Element 1, pg 9
FCI | By NAVFAC |  | Facility Condition Index. FCI is another useful tool in measuring a building’s condition. It is calculated as a ratio of the sum value of an identified requirements divided by the building’s PRV, the Navy formula is one minus the ratio times 100. FCI is NOT necessary for CIMU. FCI is a single value for a building and is calculated with the sum of all the building's deficiencies | ICAP Training Manual, Task Element 2 & 3, pg 29
Remaining Service Life | By KTR | y | Generally equal to design life for new structures and equipment. Actual remaining service life of the majority of components within the CIMU. See Design Life | ICAP Training Manual, Task Element 1, pg 9
DCR | By NAVFAC |  | Direct Condition Rating. A measure of 9 condition ratings established by the Corps of Engineers. Ratings are from green plus (new) to red minus (total failure). | ICAP Training Manual, Task Element 1, pg 9
Replacement Cost | By KTR | y | Sum value of all child records associated with this CIMU. | ICAP Training Manual, Task Element 1, pg 34
Asset Type | By NAVFAC |  | Value will be Facilities OR Utliites. NAVFAC product line responsible for maintenance.
Asset ID | By KTR | Y | This is a unique asset # to be assigned by KTR . The # should be unique within the site id. FEC POC should provide a 4 digit unique code for each KTR working on project/region. KTR will prefix that code for all their Asset #. For Example BAFA12345. BAF could stand for Balfour and A would stand for KTR A working for Balfour at site. 12345 could be the unique asset # for all KTR A /Balfour assets within that site id. This value will be loaded into MAXIMO 7.1 when the script loads this file. This would work the same way for RPIE/CIMU and BOTH