## Report Info
Contents - VA PG-18-5 Department of Veterans Affairs URGENT CARE (UC) (257) Master Report Generated: 1 Dec 2023 10:04AM ET

## URGENT CARE (UC) (257)
URGENT CARE (UC) (257)
1 - URGENT CARE: Security / Police Area
1 - SB291 UC Walk-in Vestibule, Bldg Sprt
JSN | Content Name | Qty | Acq | Description
A6046 | Artwork, Decorative, With Frame | 1 | VV | This JSN is to be used for determining and defining location of decorative artwork.
2 - SB853 UC Metal Detector Station, Police Svc
JSN | Content Name | Qty | Acq | Description
No Equipment Specified
3 - SB854 UC Private Search Room, Police Svc
JSN | Content Name | Qty | Acq | Description
No Equipment Specified
4 - SB711 UC Patient Belongings Room, Lgstcs Svc
JSN | Content Name | Qty | Acq | Description
A1030 | Locker, 2 Person, Over/Under | 8 | VV | Two person locker, double tier, 72Hx12Wx18D. This unit includes hooks for coats and hats. Door equipped with safety guard handles. Designed for storage of coats, hats, and other personal belongings. Other width and depths are available.
A5020 | Bench, Locker Room, Floor Mounted | 1 | CC | Locker room bench. Floor mounting -1-1/4" thick. Benches are sanded smooth with two coats of moisture-resistant sealer to ensure a protective, satin gloss surface, and mounted on strong steel pedestal anchored to the floor. Over all height of 18" includes pedestal. Size as required.
F2000 | Basket, Wastepaper, Fire Resistant | 1 | VV | Wastepaper basket, fire resistant, approximately 40 quart capacity. This unit is used to collect and temporarily store small quantities of paper refuse in patient rooms, administrative areas and nursing stations. Size and shape varies depending on the application and manufacturer selected.
5 - SB851 UC Security Station, Police Svc
JSN | Content Name | Qty | Acq | Description
A1015 | Telephone, Desk, Multiple Line | 1 | VV | Telephone, desk, multiple line.
A5077 | Dispenser, Hand Sanitizer, Hands-Free | 1 | VV | A touch free wall-mounted hand sanitizer dispenser. For use throughout a healthcare facility. Unit does not include the sanitizing liquid. Units are battery operated.
F0205 | Chair, Side With Arms | 1 | VV | Upholstered side chair, 32" high X 21" wide X 23" deep with arms, padded seats and padded backs. Seat height is a minimum of 17". Available with or without sled base.
F1000 | Detector, Metal, Hand-Held | 1 | VV | Handheld metal detector; audible & visual alarms. Detector meets US and International regulatory requirements for electromagnetic safety. Sensitivity to all metals and high immunity to external metal masses. Detector may include rechargeable battery.
F1001 | Locker, Pistol | 1 | VV | Wall-mounted pistol / handgun locker, features 1 - 4 compartments with padded shelves and pistol holder. Exterior is 18 gauge steel with powder coat finish and all welded seams. Uses either key locks or combination locks and made with stainless steel components.
F2010 | Basket, Wastepaper, Step-On | 1 | VV | "Step-on" wastepaper basket with inner liner and foot petal activated flip top.
F3200 | Clock, Battery, 12" Diameter | 1 | VV | Clock, 12" diameter. Round surface, easy to read numbers with sweep second hand. Wall mounted unit for use when impractical to install a fully synchronized clock system. Battery operated, (batteries not included).
M1801 | Computer, Microprocessing, w/Flat Panel Monitor | 1 | VV | Desk top microprocessing computer. The unit shall consist of a central processing mini tower, flat panel monitor, keyboard, mouse and speakers. The system shall have the following minimum characteristics: a 2.8 GHz Pentium processor; 512 MB memory; 80GB hard drive; 32/48x CD-ROMDVD combo; 1.44MB network interface card; video 32 MB NVIDIA; a 18 inch flat panel monitor. The computer is used throughout the facility to input, manipulate and retrieve information.
M7910 | Thermometer, Electronic | 1 | VV | Electronic thermometer. Pocket size unit with easy to read zero Fahrenheit or zero Centigrade LCD display in approximately 20 seconds. Battery operated and enclosed in a heavy duty plastic case. Unit is hand-held portable and may be stand or wall mounted. For patient body temperature readings.
6 - SB811 UC Security Room, Police Svc
JSN | Content Name | Qty | Acq | Description
A1010 | Telecommunication Outlet | 1 | CC | Telecommunication outlet location.
A1015 | Telephone, Desk, Multiple Line | 1 | VV | Telephone, desk, multiple line.
E0042 | Workcenter, Computer, Free Standing, 48" W | 1 | VV | THIS TYPICAL INCLUDES: 1 Tool Rail 2 Paper Tray 1 Diagonal Tray 1 Freestanding Work Surface 1 Mobile Pedestal, Box/File 1 Adjustable Keyboard Tray
E0117 | Workstation, Straight, Free Standing, 48" W | 1 | VV | This JSN provides a typical work station to quickly plan work areas in clinical or administrative spaces. THIS TYPICAL INCLUDES: 2 standard solid panels; 1 panel connector, 2-way corner; 2 finished end hardware kits; 1 cantilevered work surface; 1 lockable flipper unit; 1 light; 1 tack board; 1 tool rail; 1 diagonal tray; 1 adjustable keyboard tray; 1 mobile pedestal, box/file; 1 support panel.
F0275 | Chair, Swivel, High Back | 1 | VV | Highback contemporary swivel chair, 41" high X 23" wide X 23" deep with five (5) caster swivel base and arms. Chair may be used at desks or in conference rooms. Back and seat are foam padded and upholstered with either woven textile fabric or vinyl.
F2000 | Basket, Wastepaper, Fire Resistant | 1 | VV | Wastepaper basket, fire resistant, approximately 40 quart capacity. This unit is used to collect and temporarily store small quantities of paper refuse in patient rooms, administrative areas and nursing stations. Size and shape varies depending on the application and manufacturer selected.
F3200 | Clock, Battery, 12" Diameter | 1 | VV | Clock, 12" diameter. Round surface, easy to read numbers with sweep second hand. Wall mounted unit for use when impractical to install a fully synchronized clock system. Battery operated, (batteries not included).
7 - SB821 UC Secure Evidence Room, Police Svc
JSN | Content Name | Qty | Acq | Description
A1010 | Telecommunication Outlet | 1 | CC | Telecommunication outlet location.
A1014 | Telephone, Wall Mounted, 1 Line, With Speaker | 1 | VV | Telephone, wall mounted, 1 line, with speaker.
M2055 | Shelving, Storage, Wire, CRS, w/Adjustable Shelves | 4 | VV | Stationary, wire, shelving unit. Unit has fully adjustable shelves constructed of stainless steel. For use in general purpose storage areas. Shelving is provided in various sizes and configurations. Price provided is for a unit approximately 74"H x 18"D x 48"W with four shelves.
2 - URGENT CARE: Reception / Public Area
1 - SB003 UC General Waiting, Bldg Sprt
JSN | Content Name | Qty | Acq | Description
A5077 | Dispenser, Hand Sanitizer, Hands-Free | 1 | VV | A touch free wall-mounted hand sanitizer dispenser. For use throughout a healthcare facility. Unit does not include the sanitizing liquid. Units are battery operated.
A6046 | Artwork, Decorative, With Frame | 1 | VV | This JSN is to be used for determining and defining location of decorative artwork.
F0206 | Chair, Side, Bariatric, With Arms | 1 | VV | A bariatric side chair with arms for use in a waiting room, lobby or other patient area. Chair will have a padded seat and back and have a capacity of 800 pounds.
F0305 | Chair, Waiting Room, Single | 1 | VV | Single seat waiting room chair with foam padded seat and back. Upholstered with either woven fabric textile or vinyl. Arms and floor glides included.
F2000 | Basket, Wastepaper, Fire Resistant | 1 | VV | Wastepaper basket, fire resistant, approximately 40 quart capacity. This unit is used to collect and temporarily store small quantities of paper refuse in patient rooms, administrative areas and nursing stations. Size and shape varies depending on the application and manufacturer selected.
F2300 | Rack, Magazine, Wall Mounted | 1 | VV | Wall mounted magazine rack with nine (9) magazine holding compartments.
F3200 | Clock, Battery, 12" Diameter | 1 | VV | Clock, 12" diameter. Round surface, easy to read numbers with sweep second hand. Wall mounted unit for use when impractical to install a fully synchronized clock system. Battery operated, (batteries not included).
2 - SB051 UC Family Waiting, Bldg Sprt
JSN | Content Name | Qty | Acq | Description
A5077 | Dispenser, Hand Sanitizer, Hands-Free | 1 | VV | A touch free wall-mounted hand sanitizer dispenser. For use throughout a healthcare facility. Unit does not include the sanitizing liquid. Units are battery operated.
A6046 | Artwork, Decorative, With Frame | 1 | VV | This JSN is to be used for determining and defining location of decorative artwork.
F0206 | Chair, Side, Bariatric, With Arms | 1 | VV | A bariatric side chair with arms for use in a waiting room, lobby or other patient area. Chair will have a padded seat and back and have a capacity of 800 pounds.
F0305 | Chair, Waiting Room, Single | 3 | VV | Single seat waiting room chair with foam padded seat and back. Upholstered with either woven fabric textile or vinyl. Arms and floor glides included.
F2000 | Basket, Wastepaper, Fire Resistant | 1 | VV | Wastepaper basket, fire resistant, approximately 40 quart capacity. This unit is used to collect and temporarily store small quantities of paper refuse in patient rooms, administrative areas and nursing stations. Size and shape varies depending on the application and manufacturer selected.
F3200 | Clock, Battery, 12" Diameter | 1 | VV | Clock, 12" diameter. Round surface, easy to read numbers with sweep second hand. Wall mounted unit for use when impractical to install a fully synchronized clock system. Battery operated, (batteries not included).
3 - SC183 UC Reception / Check-in, Clncl Sprt
JSN | Content Name | Qty | Acq | Description
A1015 | Telephone, Desk, Multiple Line | 1 | VV | Telephone, desk, multiple line.
A6105 | Counter, Reception Control, Built-In | 1 | CC | Counter, control, inpatient, built-in. Consists of two 18" wide base cabinets with two drawers and file drawer, two 30" wide pencil drawers and two 18" wide base cabinet with four drawers. The countertop shall be a composition of wood particle core with plastic laminate surface having a hard smooth surface finish, standard thickness of 1" and a 4" butt backsplash/curb. Pricing based on a 30" depth.
F0275 | Chair, Swivel, High Back | 1 | VV | Highback contemporary swivel chair, 41" high X 23" wide X 23" deep with five (5) caster swivel base and arms. Chair may be used at desks or in conference rooms. Back and seat are foam padded and upholstered with either woven textile fabric or vinyl.
F2000 | Basket, Wastepaper, Fire Resistant | 1 | VV | Wastepaper basket, fire resistant, approximately 40 quart capacity. This unit is used to collect and temporarily store small quantities of paper refuse in patient rooms, administrative areas and nursing stations. Size and shape varies depending on the application and manufacturer selected.
M1800 | Monitor, Computer | 1 | VV | A high definition LED computer monitor with minimum 1920 x 1080 resolution, 4ms response time, 25 inch class display size, compatible with desk or arm mounted. Monitor is VESA compatible and Energy Star compliant.
M1801 | Computer, Microprocessing, w/Flat Panel Monitor | 1 | VV | Desk top microprocessing computer. The unit shall consist of a central processing mini tower, flat panel monitor, keyboard, mouse and speakers. The system shall have the following minimum characteristics: a 2.8 GHz Pentium processor; 512 MB memory; 80GB hard drive; 32/48x CD-ROMDVD combo; 1.44MB network interface card; video 32 MB NVIDIA; a 18 inch flat panel monitor. The computer is used throughout the facility to input, manipulate and retrieve information.
4 - CUC11 Quick Look Nurse / Nurse First Position Station, UC
JSN | Content Name | Qty | Acq | Description
A1010 | Telecommunication Outlet | 3 | CC | Telecommunication outlet location.
A1015 | Telephone, Desk, Multiple Line | 1 | VV | Telephone, desk, multiple line.
A5145 | Hook, Garment, Double, SS, Surface Mounted | 1 | CC | A surface mounted, satin finish stainless steel, double garment hook. Equipped with a concealed mounting bracket that is secured to a concealed wall plate. For general purpose use throughout the facility to hang various items of apparel.
E0045 | Workcenter, Computer, Free Standing, 60" W | 1 | VV | THIS TYPICAL INCLUDES: 1 Tool Rail 2 Paper Tray 1 Diagonal Tray 1 Freestanding Work Surface 1 Mobile Pedestal, Box/File 1 Adjustable Keyboard Tray
F0205 | Chair, Side With Arms | 1 | VV | Upholstered side chair, 32" high X 21" wide X 23" deep with arms, padded seats and padded backs. Seat height is a minimum of 17". Available with or without sled base.
F0206 | Chair, Side, Bariatric, With Arms | 1 | VV | A bariatric side chair with arms for use in a waiting room, lobby or other patient area. Chair will have a padded seat and back and have a capacity of 800 pounds.
F0280 | Chair, Swivel, Low Back | 1 | VV | Low back contemporary swivel chair, 37" high X 25" wide X 31" deep with a five (5) caster swivel base, arms and foam padded seat and back upholstered with either woven textile fabric or vinyl.
F0421 | Pedestal File, Mobile | 2 | VV | A steel mobile pedestal file with three drawers and casters. Choice of finishes, handle style and with or without locking mechanism.
F2010 | Basket, Wastepaper, Step-On | 1 | VV | "Step-on" wastepaper basket with inner liner and foot petal activated flip top.
F3200 | Clock, Battery, 12" Diameter | 1 | VV | Clock, 12" diameter. Round surface, easy to read numbers with sweep second hand. Wall mounted unit for use when impractical to install a fully synchronized clock system. Battery operated, (batteries not included).
M1800 | Monitor, Computer | 1 | VV | A high definition LED computer monitor with minimum 1920 x 1080 resolution, 4ms response time, 25 inch class display size, compatible with desk or arm mounted. Monitor is VESA compatible and Energy Star compliant.
M1801 | Computer, Microprocessing, w/Flat Panel Monitor | 1 | VV | Desk top microprocessing computer. The unit shall consist of a central processing mini tower, flat panel monitor, keyboard, mouse and speakers. The system shall have the following minimum characteristics: a 2.8 GHz Pentium processor; 512 MB memory; 80GB hard drive; 32/48x CD-ROMDVD combo; 1.44MB network interface card; video 32 MB NVIDIA; a 18 inch flat panel monitor. The computer is used throughout the facility to input, manipulate and retrieve information.
M1830 | Printer, Label, Pharmacy | 1 | VV | Label printer for use in pharmacy applications. The printer shall be bench top standing. It shall be flexible enough to accommodate label sizes up to 4 inches, with a minimum print speed of 6 inches per second and a minimum resolution of 203 dpi.
M3073 | Container, Biohazard Waste, Step-on, Fire Safe | 1 | VV | A biohazard waste container with a step-on lid. The container will have a capacity of approximately 12 gallons and be made of a fire safe material.
M4116 | Monitor, Vital Signs | 1 | VV | Electronic sphygmomanometer. LCD displays non-invasive blood pressure, pulse rate and temperature. Used in hospitals and clinics. Includes an optional mobile stand.
5 - SC856 UC Quick Look Nurse / Nurse First PPE Alcove, SPS
JSN | Content Name | Qty | Acq | Description
A5145 | Hook, Garment, Double, SS, Surface Mounted | 4 | CC | A surface mounted, satin finish stainless steel, double garment hook. Equipped with a concealed mounting bracket that is secured to a concealed wall plate. For general purpose use throughout the facility to hang various items of apparel.
A5160 | Shelf, 8" Depth, SS, Surface Mounted | 1 | CC | A surface mounted, satin finish, stainless steel shelf with a minimum depth of 8". Mounting brackets are welded to shelf. Shelf is available in various widths. For general purpose use in scrub areas/rooms or other areas of the facility where a SS shelf is required. Pricing based upon a 36" width.
F2020 | Can, Trash, 44 Gallon | 1 | VV | Forty four (44) gallon trash can, 32" high X 24" diameter, with lid. Used to collect and transport refuse from a point of origin to point of disposal (example: from soiled utility or a nursing unit to the trash compactor at housekeeping).
M2035 | Rack, Storage, Mobile, Wire, CRS | 1 | VV | Mobile, wire, storage rack. Unit has open, fully adjustable, corrosion resistant wire surfaces and is mounted on stem casters. Used for linen or other general purpose storage and transport. Racks are provided in various sizes and configurations. The price provided is for a unit approximately 68"H x 18"D x 48"W with four shelves, bumpers, two swivel and two braking casters.
6 - SS268 UC Copy / Supply Alcove, Stff Sprt
JSN | Content Name | Qty | Acq | Description
A1011 | Telephone, Desk, 1 Line | 1 | VV | Telephone, desk, 1 line.
C04F0 | Cabinet, U/C/B, 1 Shelf, 2 Half DR, 2 DO, 36x36x22 | 1 | CC | Standing height under counter base cabinet with an adjustable shelf and two half width drawers above solid hinged doors. Also referred to as a combination cabinet or a drawer and cupboard cabinet. For general purpose use throughout the facility.
CT020 | Countertop, Solid Surface | 1 | CC | A solid, nonporous countertop with a smooth seamless appearance. Easy to clean and maintain and with proper cleaning does not support the growth of mold. An acrylic-based solid surface product. Standard thickness of 1", and a 4" butt backsplash/curb. Also referred to as a work surface or work top. Available in a choice of colors and depths. Used in lab and other hospital areas requiring optimum physical and chemical resisting properties.
F2000 | Basket, Wastepaper, Fire Resistant | 1 | VV | Wastepaper basket, fire resistant, approximately 40 quart capacity. This unit is used to collect and temporarily store small quantities of paper refuse in patient rooms, administrative areas and nursing stations. Size and shape varies depending on the application and manufacturer selected.
F2550 | Shredder, Paper Heavy Duty | 1 | VV | Shredder shall be able to process a minimum of 25 sheets of paper per pass at a minimum rate of 20 feet per minute. The unit shall have a 16 inch throat to accept paper. Paper shall be shredded into 1/4 inch strips.
M1810 | Copier, Floor Standing, Digital | 1 | VV | Floor standing copier. Unit features automatic paper size selection, automatic document feeder and sorter. The system also has zoom capabilities and automatic two-sided copying. For use where medium volume reproduction is required in the range of 30 to 40 copies per minute.
7 - SC005 UC Volunteer Welcome Station, Clncl Sprt
JSN | Content Name | Qty | Acq | Description
A1015 | Telephone, Desk, Multiple Line | 1 | VV | Telephone, desk, multiple line.
A6105 | Counter, Reception Control, Built-In | 1 | CC | Counter, control, inpatient, built-in. Consists of two 18â€ wide base cabinets with two drawers and file drawer, two 30â€ wide pencil drawers and two 18â€ wide base cabinet with four drawers. The countertop shall be a composition of wood particle core with plastic laminate surface having a hard smooth surface finish, standard thickness of 1" and a 4" butt backsplash/curb. Pricing based on a 30" depth.
F0275 | Chair, Swivel, High Back | 1 | VV | Highback contemporary swivel chair, 41" high X 23" wide X 23" deep with five (5) caster swivel base and arms. Chair may be used at desks or in conference rooms. Back and seat are foam padded and upholstered with either woven textile fabric or vinyl.
F2000 | Basket, Wastepaper, Fire Resistant | 1 | VV | Wastepaper basket, fire resistant, approximately 40 quart capacity. This unit is used to collect and temporarily store small quantities of paper refuse in patient rooms, administrative areas and nursing stations. Size and shape varies depending on the application and manufacturer selected.
M1800 | Monitor, Computer | 1 | VV | A high definition LED computer monitor with minimum 1920 x 1080 resolution, 4ms response time, 25 inch class display size, compatible with desk or arm mounted. Monitor is VESA compatible and Energy Star compliant.
M1801 | Computer, Microprocessing, w/Flat Panel Monitor | 1 | VV | Desk top microprocessing computer. The unit shall consist of a central processing mini tower, flat panel monitor, keyboard, mouse and speakers. The system shall have the following minimum characteristics: a 2.8 GHz Pentium processor; 512 MB memory; 80GB hard drive; 32/48x CD-ROMDVD combo; 1.44MB network interface card; video 32 MB NVIDIA; a 18 inch flat panel monitor. The computer is used throughout the facility to input, manipulate and retrieve information.
8 - SB202 UC Female Visitor Toilet, Bldg Sprt
JSN | Content Name | Qty | Acq | Description
A1067 | Mirror, Float Glass, ADA Accessible | 1 | CC | A high quality 1/4" polished float glass mirror with a stainless steel frame. Frame holds mirror in a tilted position for accessibility and compliance with ADA requirements. Mirror has a galvanized steel back secured to frame with concealed screws with integral horizontal hanging brackets. Mirror shall be approximately 18" wide and 36" high. Other sizes are available.
A4995 | Table, Diaper Changing, Wall Mounted | 1 | CC | Wall mounted diaper changing table for use in public restrooms. Unit is a fold down system that folds upward when not in use for minimal intrusion into the room. Changing surface is contoured and has safety belt to insure that an infant will not fall from the table. Table is designed to hold no less than 250 pounds static weight. Closed dimensions are approximately 21" H x 36" W x 5" D. Open dimensions vary according to style. One system's open dimensions are 15 " high, 32" wide and 19" deep.
A5075 | Dispenser, Soap, Disposable | 1 | VV | Disposable soap dispenser. One-handed dispensing operation. Designed to accommodate disposable soap cartridge and valve.
A5082 | Dispenser, Paper Towel, Sensor, Hands Free | 1 | CC | A surface mounted, sensor activated, automatic, roll paper towel dispenser. The unit dispenses a paper towel automatically only when hands are place in position below the dispenser for maximum sanitation and hygiene. May include adjustable settings for sheet length, time delay, and sensor range. Unit is battery operated or with optional AC power adapter.
A5090 | Disposal, Sanitary Napkin, SS, Surface Mounted | 1 | CC | A surface mounted, satin finish stainless steel, sanitary napkin disposal. Disposal features a flip-up cover, secured to the container by a heavy duty stainless steel piano-hinge. Disposal may be secured to wall or toilet partition. For general purpose use in female toilet stalls or rooms and uni-sex toilet rooms.
A5109 | Grab Bar, ABA Compliant, SS, 2-Wall, W/C Accessible | 1 | CC | 2-wall toilet stall/room grab bar with concealed mounting flanges and a satin finish stainless steel peened gripping surface.. Snap over flanges are provided to conceal mounting screws. A selection of mounting kits and concealed anchor devices are available from the manufacturers for different types of installations. Grab bar shall comply with all barrier-free accessibility guidelines for design, sizing, positioning, installation, and structural strength. For typical water closet applications in toilet stalls and rooms where Architectural Barriers Act grab bar requirements must be met.
A5145 | Hook, Garment, Double, SS, Surface Mounted | 1 | CC | A surface mounted, satin finish stainless steel, double garment hook. Equipped with a concealed mounting bracket that is secured to a concealed wall plate. For general purpose use throughout the facility to hang various items of apparel.
A5200 | Dispenser, Toilet Tissue, SS, 2-Roll, Surface Mntd | 1 | CC | A concealed surface mounted, double roll, satin finish stainless steel, toilet tissue dispenser. Unit accommodates two standard-core toilet tissue rolls through 5" in diameter. Spindles are chrome plated plastic with a heavy-duty internal spring and turn freely for non-controlled delivery. For general purpose use in restrooms.
CT025 | Countertop, Solid Surface with Sink Combination | 1 | CC | A solid, nonporous countertop approximately 36"W x 22"D with a undercounter sink combination. The countertop is an acrylic-based solid surface product with a standard thickness of 1", and a 4" butt backsplash/curb. Surfaces will be easy to clean and maintain. Also referred to as a work surface or work top with sink. Available in a choice of colors, depths and sink shapes. Used for various applications in patient rooms, restrooms and throughout the facility. Usually a part of a casework interior design program. Unit does not include the drain and faucet.
F2015 | Basket, Wastepaper, Metal/Plastic,2 Swinging Doors | 1 | VV | Metal receptacle for soiled / used towels or waste. Equipped with a removable tapered top with two independently operating self-closing, spring hinged doors. Used in public facilities for the collection and temporary storage of refuse.
P9050 | Toilet, Wall Hung, Siphon Jet | 1 | CC | Siphon jet water closet/ toilet. This unit is wall hung with an elongated bowl, top spud flushometer, seat with open front and check hinge, and carrier. Used in restrooms throughout the health care facility.
9 - SB203 UC Male Visitor Toilet, Bldg Sprt
JSN | Content Name | Qty | Acq | Description
A1067 | Mirror, Float Glass, ADA Accessible | 1 | CC | A high quality 1/4" polished float glass mirror with a stainless steel frame. Frame holds mirror in a tilted position for accessibility and compliance with ADA requirements. Mirror has a galvanized steel back secured to frame with concealed screws with integral horizontal hanging brackets. Mirror shall be approximately 18" wide and 36" high. Other sizes are available.
A4995 | Table, Diaper Changing, Wall Mounted | 1 | CC | Wall mounted diaper changing table for use in public restrooms. Unit is a fold down system that folds upward when not in use for minimal intrusion into the room. Changing surface is contoured and has safety belt to insure that an infant will not fall from the table. Table is designed to hold no less than 250 pounds static weight. Closed dimensions are approximately 21" H x 36" W x 5" D. Open dimensions vary according to style. One system's open dimensions are 15 " high, 32" wide and 19" deep.
A5075 | Dispenser, Soap, Disposable | 1 | VV | Disposable soap dispenser. One-handed dispensing operation. Designed to accommodate disposable soap cartridge and valve.
A5082 | Dispenser, Paper Towel, Sensor, Hands Free | 1 | CC | A surface mounted, sensor activated, automatic, roll paper towel dispenser. The unit dispenses a paper towel automatically only when hands are place in position below the dispenser for maximum sanitation and hygiene. May include adjustable settings for sheet length, time delay, and sensor range. Unit is battery operated or with optional AC power adapter.
A5109 | Grab Bar, ABA Compliant, SS, 2-Wall, W/C Accessible | 1 | CC | 2-wall toilet stall/room grab bar with concealed mounting flanges and a satin finish stainless steel peened gripping surface.. Snap over flanges are provided to conceal mounting screws. A selection of mounting kits and concealed anchor devices are available from the manufacturers for different types of installations. Grab bar shall comply with all barrier-free accessibility guidelines for design, sizing, positioning, installation, and structural strength. For typical water closet applications in toilet stalls and rooms where Architectural Barriers Act grab bar requirements must be met.
A5145 | Hook, Garment, Double, SS, Surface Mounted | 1 | CC | A surface mounted, satin finish stainless steel, double garment hook. Equipped with a concealed mounting bracket that is secured to a concealed wall plate. For general purpose use throughout the facility to hang various items of apparel.
A5200 | Dispenser, Toilet Tissue, SS, 2-Roll, Surface Mntd | 1 | CC | A concealed surface mounted, double roll, satin finish stainless steel, toilet tissue dispenser. Unit accommodates two standard-core toilet tissue rolls through 5" in diameter. Spindles are chrome plated plastic with a heavy-duty internal spring and turn freely for non-controlled delivery. For general purpose use in restrooms.
CT025 | Countertop, Solid Surface with Sink Combination | 1 | CC | A solid, nonporous countertop approximately 36"W x 22"D with a undercounter sink combination. The countertop is an acrylic-based solid surface product with a standard thickness of 1", and a 4" butt backsplash/curb. Surfaces will be easy to clean and maintain. Also referred to as a work surface or work top with sink. Available in a choice of colors, depths and sink shapes. Used for various applications in patient rooms, restrooms and throughout the facility. Usually a part of a casework interior design program. Unit does not include the drain and faucet.
F2015 | Basket, Wastepaper, Metal/Plastic,2 Swinging Doors | 1 | VV | Metal receptacle for soiled / used towels or waste. Equipped with a removable tapered top with two independently operating self-closing, spring hinged doors. Used in public facilities for the collection and temporary storage of refuse.
P9050 | Toilet, Wall Hung, Siphon Jet | 1 | CC | Siphon jet water closet/ toilet. This unit is wall hung with an elongated bowl, top spud flushometer, seat with open front and check hinge, and carrier. Used in restrooms throughout the health care facility.
10 - SV692 UC Vending Alcove, VC Svc
JSN | Content Name | Qty | Acq | Description
A6030 | Machine, Vending | 1 | L_RE | This JSN is to be used for determining and defining the requirement for vending machines. Item is normally leased or supplied by Army & Air Force Exchange Service, (AAFES).
F2015 | Basket, Wastepaper, Metal/Plastic,2 Swinging Doors | 1 | VV | Metal receptacle for soiled / used towels or waste. Equipped with a removable tapered top with two independently operating self-closing, spring hinged doors. Used in public facilities for the collection and temporary storage of refuse.
11 - SB122 UC Water Fountain Alcove, Bldg Sprt
JSN | Content Name | Qty | Acq | Description
R2200 | Fountain, Water | 1 | CC | Water dispenser, approximately 40" H x 18" W x 14"D. This unit is a self-contained device which is flush-mounted to the wall. It has a removable front panel. It is used to provide cool water for drinking. The dispenser is used in public and private institutions which include hospitals and office buildings.
12 - SB258 UC Wheelchair / Stretcher / Lift Parking, Bldg Sprt
JSN | Content Name | Qty | Acq | Description
M4705 | Wheelchair, Patient Transport, Folding | 1 | VV | Folding patient transport wheelchair. Constructed of chrome plated steel with detachable armrest and footrests. Unit has heavy duty front casters with sealed radial high-precision ball bearing assembly. Unit is used for patient transport.
M4710 | Wheelchair, Patient, Bariatric, Transport, Folding | 1 | VV | Folding bariatric patient transport wheelchair with a capacity of at least 500 lbs. Constructed with a heavy duty steel frame and double cross brace, with detachable armrest and swing away footrests. Unit has heavy duty front casters and rear wheels with precision wheel bearings in front and rear assembly. Unit is used for patient movement.
3 - URGENT CARE: Patient Assessment Area
1 - SC067 UC Patient Height / Weight Alcove, Clncl Sprt
JSN | Content Name | Qty | Acq | Description
M4045 | Scale, Wheelchair, Portable, 1000 lb Capacity | 1 | VV | A battery operated, portable, digital wheelchair scale. This item is designed to accommodate extra-wide wheelchairs for weighing bariatric patients and also can be used for walk-ons. The scale can store the weight of the chair. The digital display unit can be scale mounted or mounted on a wall. An optional AC adapter is available. Designed for a gross 1000 lbs. capacity.
M4050 | Height Measuring Device, Precision | 1 | VV | A precision mechanical height measuring device providing accurate measurements to the nearest sixteenth of an inch. Aluminum construction and wall mounted for long lasting use. Also called a Stadiometer.
2 - CUC15 Rapid Testing Room, UC
JSN | Content Name | Qty | Acq | Description
A1010 | Telecommunication Outlet | 3 | CC | Telecommunication outlet location.
A1014 | Telephone, Wall Mounted, 1 Line, With Speaker | 1 | VV | Telephone, wall mounted, 1 line, with speaker.
A5075 | Dispenser, Soap, Disposable | 1 | VV | Disposable soap dispenser. One-handed dispensing operation. Designed to accommodate disposable soap cartridge and valve.
A5077 | Dispenser, Hand Sanitizer, Hands-Free | 1 | VV | A touch free wall-mounted hand sanitizer dispenser. For use throughout a healthcare facility. Unit does not include the sanitizing liquid. Units are battery operated.
A5080 | Dispenser, Paper Towel, SS, Surface Mounted | 1 | CC | A surface mounted, satin finish stainless steel, single-fold, paper towel dispenser. Dispenser features: tumbler lock; front hinged at bottom; and refill indicator slot. Minimum capacity 400 single-fold paper towels. For general purpose use throughout the facility.
A5111 | Waste Disposal Unit, Sharps Wall Mount | 1 | VC | The unit is designed for the disposal of sharps and complies with OSHA guidelines for the handling of sharps. It shall house a 5 quart container and be capable of being mounted on a wall. The unit shall be secured by a locked enclosure.
A5180 | Track, Cubicle, Surface Mounted, With Curtain | 1 | VV | Surface mounted cubicle track, with curtain. Track constructed of thick extruded aluminum. Equipped with self lubricating carriers, beaded drop chain hooks, and flame resistant curtain. To include removable end caps. Designed to be suspended around patient areas where privacy is needed. Price listed is per foot of the track, curtains to be priced per quote.
E0945 | Cart, Computer, Mobile | 1 | VV | A mobile computer cart for use throughout the facility. The cart dimensions will be approximately 45" H x 30" W x 22" D with casters. May include drawers and miscellaneous other accessories that will be determined at time of purchase. This Typical may include: 1 Cart Body, w/Computer Support, Style-A Narrow, w/Raised Edge Top 1 Flip-Up Shelf 1 Sharps Container Holder 1 Wastebasket 1 Chart Holder 2 Drawers, 3"H 2 Drawers, 6"H 3 Accessory Rail, Side Drawer Organizer Bins
F0267 | Chair Recliner, Bariatric | 1 | VV | A generously sized, manual, reclining chair for bariatric persons. The chair will have swing-away arms, a fold-away side table and a push handle. Will also include lockable casters. Chair weight capacity will be a minimum of 500 pounds.
F0296 | Chair, Folding, Wall Mounted | 1 | VC | Chair, foldable, without arms, has wall storage bracket, for use by family in patient exam rooms. Minimum weight support is 300lbs, higher recommended.
F0340 | Stool, Self Adjusting | 1 | VV | Self adjusting stool. Consists of a foam padded upholstered seat with attached foot rest for added comfort. Mounted on swivel casters. Designed for doctor's use during examinations.
F0526 | Cart, Nurse Supply, ADA | 1 | VV | Cart, Nurse, Supply, small profile, undercounter capable, no wider than 24", no deeper than 24"; lock system, worksurface, selectable drawer and divider configuration
F2010 | Basket, Wastepaper, Step-On | 1 | VV | "Step-on" wastepaper basket with inner liner and foot petal activated flip top.
F3200 | Clock, Battery, 12" Diameter | 1 | VV | Clock, 12" diameter. Round surface, easy to read numbers with sweep second hand. Wall mounted unit for use when impractical to install a fully synchronized clock system. Battery operated, (batteries not included).
M3073 | Container, Biohazard Waste, Step-on, Fire Safe | 1 | VV | A biohazard waste container with a step-on lid. The container will have a capacity of approximately 12 gallons and be made of a fire safe material.
P3100 | Lavatory, Vitreous China, Slab Type | 1 | CC | Wall mounted, slab type, vitreous china, lavatory (approximate bowl size 7"x15"x10") with: faucet holes on 4" centers; gooseneck spout; wrist blade handles; and grid strainer. It shall be suitable for use in clinics, offices, washrooms or patient care area.
3 - CUC12 Triage Room, UC
JSN | Content Name | Qty | Acq | Description
A1010 | Telecommunication Outlet | 3 | CC | Telecommunication outlet location.
A1014 | Telephone, Wall Mounted, 1 Line, With Speaker | 1 | VV | Telephone, wall mounted, 1 line, with speaker.
A1080 | Mirror, Posture, Wall Mounted | 1 | CC | Wall mounted posture mirror. Consists of a 1/4" plate glass in a sturdy corrosion resistant frame with water proof back. For educational and therapy programs.
A1110 | Headwall, Prefabricated, General, 1-2 bed | 1 | CC | 1-2 bed, general, prefabricated headwall. Unit consists of a patient service module for general care, single or double bed type. It contains lighting, medical gases, electrical outlets, nurse call and bed bumper. Specify number and type of medical gas and electrical outlets. Size of module will vary by type and configuration of outlets.
A5075 | Dispenser, Soap, Disposable | 1 | VV | Disposable soap dispenser. One-handed dispensing operation. Designed to accommodate disposable soap cartridge and valve.
A5077 | Dispenser, Hand Sanitizer, Hands-Free | 1 | VV | A touch free wall-mounted hand sanitizer dispenser. For use throughout a healthcare facility. Unit does not include the sanitizing liquid. Units are battery operated.
A5080 | Dispenser, Paper Towel, SS, Surface Mounted | 1 | CC | A surface mounted, satin finish stainless steel, single-fold, paper towel dispenser. Dispenser features: tumbler lock; front hinged at bottom; and refill indicator slot. Minimum capacity 400 single-fold paper towels. For general purpose use throughout the facility.
A5096 | Infection Control Center, Wall-Mounted | 1 | VV | Wall mounted infection control center designed for public waiting and reception areas. Provides spaces for dispensing sanitizer, masks and tissues. Available in a variety of finishes and wood framing material.
A5107 | Dispenser, Glove, Surgical/Examination, Wall Mntd | 1 | VV | Examination three (Small Medium, Large) glove dispenser box for wall mounting. Fabricated of either cold rolled steel with a white baked enamel finish, plastic or acrylic. Hardware not included, Option 3 powder coated steel.
A5111 | Waste Disposal Unit, Sharps Wall Mount | 1 | VC | The unit is designed for the disposal of sharps and complies with OSHA guidelines for the handling of sharps. It shall house a 5 quart container and be capable of being mounted on a wall. The unit shall be secured by a locked enclosure.
A5145 | Hook, Garment, Double, SS, Surface Mounted | 2 | CC | A surface mounted, satin finish stainless steel, double garment hook. Equipped with a concealed mounting bracket that is secured to a concealed wall plate. For general purpose use throughout the facility to hang various items of apparel.
A5180 | Track, Cubicle, Surface Mounted, With Curtain | 2 | VV | Surface mounted cubicle track, with curtain. Track constructed of thick extruded aluminum. Equipped with self lubricating carriers, beaded drop chain hooks, and flame resistant curtain. To include removable end caps. Designed to be suspended around patient areas where privacy is needed. Price listed is per foot of the track, curtains to be priced per quote.
A6046 | Artwork, Decorative, With Frame | 1 | VV | This JSN is to be used for determining and defining location of decorative artwork.
E0948 | Cart, General Storage, Mobile, 42"H x 32"W x 22"D | 1 | VV | THIS TYPICAL INCLUDES: 1 Cart Body, Style-A Narrow, w/Raised Edge Top 2 Drawers, 3" H 4 Drawers, 6" H 1 Accessory Rail, Side Drawer Organizer Bins
F0205 | Chair, Side With Arms | 1 | VV | Upholstered side chair, 32" high X 21" wide X 23" deep with arms, padded seats and padded backs. Seat height is a minimum of 17". Available with or without sled base.
F0340 | Stool, Self Adjusting | 1 | VV | Self adjusting stool. Consists of a foam padded upholstered seat with attached foot rest for added comfort. Mounted on swivel casters. Designed for doctor's use during examinations.
F2000 | Basket, Wastepaper, Fire Resistant | 1 | VV | Wastepaper basket, fire resistant, approximately 40 quart capacity. This unit is used to collect and temporarily store small quantities of paper refuse in patient rooms, administrative areas and nursing stations. Size and shape varies depending on the application and manufacturer selected.
F2010 | Basket, Wastepaper, Step-On | 1 | VV | "Step-on" wastepaper basket with inner liner and foot petal activated flip top.
F3200 | Clock, Battery, 12" Diameter | 1 | VV | Clock, 12" diameter. Round surface, easy to read numbers with sweep second hand. Wall mounted unit for use when impractical to install a fully synchronized clock system. Battery operated, (batteries not included).
M0755 | Flowmeter, Oxygen, Low Flow | 1 | VV | Oxygen flowmeter. Consists of a clear crystal flowtube calibrated to 3.5 or 8 LPM depending on manufacturer. For oxygen regulation in hospital settings. Database pricing includes DISS fitting and DISS power outlet and wall adapter. Other fitting and adapter configurations are available.
M0765 | Regulator, Vacuum | 1 | VV | Vacuum pressure regulator for connection to central piped vacuum system. Standard display scale is graduated at least from 0 to 200 mm Hg of vacuum. Displays on specialized regulators may cover other vacuum ranges. Regulator type (continuous, intermittent, continuous/intermittent, surgical, pediatric, thoracic, etc.) as required. To be used in delivery, neonatal, pediatrics or any area where suction is required. Database pricing reflects continuous regulators graduated to 200 mm Hg with a full line vacuum selection switch and DISS configured inlets and outlets.
M1803 | Workstation, Computer, Wall Mounted, Adjustable | 1 | VV | A wall mounted computer workstation with height adjustable monitor and keyboard arms. Keyboard and monitor can be stored within 8" to 10" of wall. Fingertip adjustability for keyboard and monitor enable frequent position changes. Unit contains an integrated cable management system to hide wires. A separate wall-mounted CPU holder is included.
M3073 | Container, Biohazard Waste, Step-on, Fire Safe | 1 | VV | A biohazard waste container with a step-on lid. The container will have a capacity of approximately 12 gallons and be made of a fire safe material.
M4200 | Otoscope/Ophthalmoscope, Wall Mounted | 1 | VV | Wall mounted otoscope and ophthalmoscope. Includes 6 foot line cord and plug and accepts and includes two handles. Contains head turn-on/turn-off, built-in speculum tray and 8 foot coiled cords. Unit is designed for use in patient exam rooms.
M4653 | Stretcher, Chair, Ophthalmic Surgical | 1 | VV | An eye surgery stretcher which adjusts from horizontal to a chair position. Stretcher has dual articulating headpiece for multiple ophthalmic surgical positioning; features dual hydraulic jacks, swing down side rails, oxygen holder, independently movable foot section, and IV receptacles. Minimum 400 pound weight capacity.
M7710 | Electrocardiograph, 12 Lead, Portable | 1 | VV | Used to detect the electrical signals associated with cardiac activity, diagnose cardiac abnormalities, determine a patients response to drug therapy and reveal trends or changes in heart function. Capable of recording two or more leads simultaneously, recording an entire 12 lead ECG in about 10 seconds. Includes of a 3.5 inch, high density, floppy disk drive for test storage. Portable.
M7845 | Monitor, Physiological, Bedside, 4 Channel | 1 | VV | 4 channel bedside physiological monitor. The unit consist of a four-channel non-fade monochrome display monitor, an alarm system and printer-recording capabilities. The monitor has color coded controls and automatic calibration. The unit displays up to four waveforms simultaneously. The parameters to be monitored are user selectable. The monitor may be connected to a central monitoring station. The unit monitors patients in most acute care areas, step-down units, procedure rooms and emergency rooms.
P3100 | Lavatory, Vitreous China, Slab Type | 1 | CC | Wall mounted, slab type, vitreous china, lavatory (approximate bowl size 7"x15"x10") with: faucet holes on 4" centers; gooseneck spout; wrist blade handles; and grid strainer. It shall be suitable for use in clinics, offices, washrooms or patient care area.
4 - CUC13 Bariatric Triage Room, UC
JSN | Content Name | Qty | Acq | Description
A1010 | Telecommunication Outlet | 3 | CC | Telecommunication outlet location.
A1014 | Telephone, Wall Mounted, 1 Line, With Speaker | 1 | VV | Telephone, wall mounted, 1 line, with speaker.
A1080 | Mirror, Posture, Wall Mounted | 1 | CC | Wall mounted posture mirror. Consists of a 1/4" plate glass in a sturdy corrosion resistant frame with water proof back. For educational and therapy programs.
A1110 | Headwall, Prefabricated, General, 1-2 bed | 1 | CC | 1-2 bed, general, prefabricated headwall. Unit consists of a patient service module for general care, single or double bed type. It contains lighting, medical gases, electrical outlets, nurse call and bed bumper. Specify number and type of medical gas and electrical outlets. Size of module will vary by type and configuration of outlets.
A1203 | Lift System, Overhead, Bariatric | 1 | CC | An overhead ceiling mounted rail system specifically designed for bariatric patient lifting and movement within a patient room. The system will consist of recessed or ceiling mounted primary and secondary rails, lift motor with carriage, patient harness or seat, and a hand controller or control box with charger (other charging options may be available). System will facilitate lifting and movement of patient to and from bed, to stretcher, chair, bathroom or other requirements. Lifting capacity is 1000 pounds. Custom design of track layout by manufacturer is essential to meet individual facility requirements.
A5075 | Dispenser, Soap, Disposable | 1 | VV | Disposable soap dispenser. One-handed dispensing operation. Designed to accommodate disposable soap cartridge and valve.
A5077 | Dispenser, Hand Sanitizer, Hands-Free | 1 | VV | A touch free wall-mounted hand sanitizer dispenser. For use throughout a healthcare facility. Unit does not include the sanitizing liquid. Units are battery operated.
A5080 | Dispenser, Paper Towel, SS, Surface Mounted | 1 | CC | A surface mounted, satin finish stainless steel, single-fold, paper towel dispenser. Dispenser features: tumbler lock; front hinged at bottom; and refill indicator slot. Minimum capacity 400 single-fold paper towels. For general purpose use throughout the facility.
A5107 | Dispenser, Glove, Surgical/Examination, Wall Mntd | 1 | VV | Examination three (Small Medium, Large) glove dispenser box for wall mounting. Fabricated of either cold rolled steel with a white baked enamel finish, plastic or acrylic. Hardware not included, Option 3 powder coated steel.
A5111 | Waste Disposal Unit, Sharps Wall Mount | 1 | VC | The unit is designed for the disposal of sharps and complies with OSHA guidelines for the handling of sharps. It shall house a 5 quart container and be capable of being mounted on a wall. The unit shall be secured by a locked enclosure.
A5145 | Hook, Garment, Double, SS, Surface Mounted | 2 | CC | A surface mounted, satin finish stainless steel, double garment hook. Equipped with a concealed mounting bracket that is secured to a concealed wall plate. For general purpose use throughout the facility to hang various items of apparel.
A5180 | Track, Cubicle, Surface Mounted, With Curtain | 2 | VV | Surface mounted cubicle track, with curtain. Track constructed of thick extruded aluminum. Equipped with self lubricating carriers, beaded drop chain hooks, and flame resistant curtain. To include removable end caps. Designed to be suspended around patient areas where privacy is needed. Price listed is per foot of the track, curtains to be priced per quote.
E0948 | Cart, General Storage, Mobile, 42"H x 32"W x 22"D | 1 | VV | THIS TYPICAL INCLUDES: 1 Cart Body, Style-A Narrow, w/Raised Edge Top 2 Drawers, 3" H 4 Drawers, 6" H 1 Accessory Rail, Side Drawer Organizer Bins
F0206 | Chair, Side, Bariatric, With Arms | 1 | VV | A bariatric side chair with arms for use in a waiting room, lobby or other patient area. Chair will have a padded seat and back and have a capacity of 800 pounds.
F0340 | Stool, Self Adjusting | 1 | VV | Self adjusting stool. Consists of a foam padded upholstered seat with attached foot rest for added comfort. Mounted on swivel casters. Designed for doctor's use during examinations.
F2000 | Basket, Wastepaper, Fire Resistant | 1 | VV | Wastepaper basket, fire resistant, approximately 40 quart capacity. This unit is used to collect and temporarily store small quantities of paper refuse in patient rooms, administrative areas and nursing stations. Size and shape varies depending on the application and manufacturer selected.
F2010 | Basket, Wastepaper, Step-On | 1 | VV | "Step-on" wastepaper basket with inner liner and foot petal activated flip top.
F3200 | Clock, Battery, 12" Diameter | 1 | VV | Clock, 12" diameter. Round surface, easy to read numbers with sweep second hand. Wall mounted unit for use when impractical to install a fully synchronized clock system. Battery operated, (batteries not included).
M0755 | Flowmeter, Oxygen, Low Flow | 1 | VV | Oxygen flowmeter. Consists of a clear crystal flowtube calibrated to 3.5 or 8 LPM depending on manufacturer. For oxygen regulation in hospital settings. Database pricing includes DISS fitting and DISS power outlet and wall adapter. Other fitting and adapter configurations are available.
M0765 | Regulator, Vacuum | 1 | VV | Vacuum pressure regulator for connection to central piped vacuum system. Standard display scale is graduated at least from 0 to 200 mm Hg of vacuum. Displays on specialized regulators may cover other vacuum ranges. Regulator type (continuous, intermittent, continuous/intermittent, surgical, pediatric, thoracic, etc.) as required. To be used in delivery, neonatal, pediatrics or any area where suction is required. Database pricing reflects continuous regulators graduated to 200 mm Hg with a full line vacuum selection switch and DISS configured inlets and outlets.
M1803 | Workstation, Computer, Wall Mounted, Adjustable | 1 | VV | A wall mounted computer workstation with height adjustable monitor and keyboard arms. Keyboard and monitor can be stored within 8" to 10" of wall. Fingertip adjustability for keyboard and monitor enable frequent position changes. Unit contains an integrated cable management system to hide wires. A separate wall-mounted CPU holder is included.
M3073 | Container, Biohazard Waste, Step-on, Fire Safe | 1 | VV | A biohazard waste container with a step-on lid. The container will have a capacity of approximately 12 gallons and be made of a fire safe material.
M4200 | Otoscope/Ophthalmoscope, Wall Mounted | 1 | VV | Wall mounted otoscope and ophthalmoscope. Includes 6 foot line cord and plug and accepts and includes two handles. Contains head turn-on/turn-off, built-in speculum tray and 8 foot coiled cords. Unit is designed for use in patient exam rooms.
M4653 | Stretcher, Chair, Ophthalmic Surgical | 1 | VV | An eye surgery stretcher which adjusts from horizontal to a chair position. Stretcher has dual articulating headpiece for multiple ophthalmic surgical positioning; features dual hydraulic jacks, swing down side rails, oxygen holder, independently movable foot section, and IV receptacles. Minimum 400 pound weight capacity.
M7710 | Electrocardiograph, 12 Lead, Portable | 1 | VV | Used to detect the electrical signals associated with cardiac activity, diagnose cardiac abnormalities, determine a patients response to drug therapy and reveal trends or changes in heart function. Capable of recording two or more leads simultaneously, recording an entire 12 lead ECG in about 10 seconds. Includes of a 3.5 inch, high density, floppy disk drive for test storage. Portable.
M7845 | Monitor, Physiological, Bedside, 4 Channel | 1 | VV | 4 channel bedside physiological monitor. The unit consist of a four-channel non-fade monochrome display monitor, an alarm system and printer-recording capabilities. The monitor has color coded controls and automatic calibration. The unit displays up to four waveforms simultaneously. The parameters to be monitored are user selectable. The monitor may be connected to a central monitoring station. The unit monitors patients in most acute care areas, step-down units, procedure rooms and emergency rooms.
P3100 | Lavatory, Vitreous China, Slab Type | 1 | CC | Wall mounted, slab type, vitreous china, lavatory (approximate bowl size 7"x15"x10") with: faucet holes on 4" centers; gooseneck spout; wrist blade handles; and grid strainer. It shall be suitable for use in clinics, offices, washrooms or patient care area.
5 - SB199 UC Triage Patient Universal Toilet / Shower, Bldg Sprt
JSN | Content Name | Qty | Acq | Description
A1066 | Mirror, Float Glass, With SS Frame | 1 | CC | A high quality 1/4" polished float glass mirror 36X18, framed in a one-piece, bright polished, stainless steel channel frame with 90Â° mitered corners. All edges of the mirror are protected by absorbing filler strips. Mirror has a galvanized steel back with integral horizontal hanging brackets and wall hanger for concealed mounting. For mounting above single wall mounted lavatories located in toilet areas, Doctors examination offices, etc. May also be used above double lavatories, either wall or countertop mounted, found in restroom areas.
A5030 | Bench, Stall, Shower, Built In | 1 | CC | Shower bench; built-in. Eighteen (18) gauge stainless steel frame with anchors built-in into the wall. Size and shape as required.
A5075 | Dispenser, Soap, Disposable | 1 | VV | Disposable soap dispenser. One-handed dispensing operation. Designed to accommodate disposable soap cartridge and valve.
A5082 | Dispenser, Paper Towel, Sensor, Hands Free | 1 | CC | A surface mounted, sensor activated, automatic, roll paper towel dispenser. The unit dispenses a paper towel automatically only when hands are place in position below the dispenser for maximum sanitation and hygiene. May include adjustable settings for sheet length, time delay, and sensor range. Unit is battery operated or with optional AC power adapter.
A5090 | Disposal, Sanitary Napkin, SS, Surface Mounted | 1 | CC | A surface mounted, satin finish stainless steel, sanitary napkin disposal. Disposal features a flip-up cover, secured to the container by a heavy duty stainless steel piano-hinge. Disposal may be secured to wall or toilet partition. For general purpose use in female toilet stalls or rooms and uni-sex toilet rooms.
A5109 | Grab Bar, ABA Compliant, SS, 2-Wall, W/C Accessible | 1 | CC | 2-wall toilet stall/room grab bar with concealed mounting flanges and a satin finish stainless steel peened gripping surface.. Snap over flanges are provided to conceal mounting screws. A selection of mounting kits and concealed anchor devices are available from the manufacturers for different types of installations. Grab bar shall comply with all barrier-free accessibility guidelines for design, sizing, positioning, installation, and structural strength. For typical water closet applications in toilet stalls and rooms where Architectural Barriers Act grab bar requirements must be met.
A5110 | Grab Bar, 1-1/4" Dia., SS, 2 Wall, Shower Use | 1 | CC | A 1-1/4" diameter, satin finish stainless steel, peened gripping surface, 2 wall shower, grab bar with concealed mounting flanges. Snap over flanges are provided to conceal mounting screws. A selection of mounting kits and concealed anchor devices are available from the manufacturers for different types of installations. Grab bar shall comply with barrier-free accessibility guidelines for structural strength. For typical applications in shower stalls where ADA (American's With Disabilities Act) requirements must be met.
A5145 | Hook, Garment, Double, SS, Surface Mounted | 1 | CC | A surface mounted, satin finish stainless steel, double garment hook. Equipped with a concealed mounting bracket that is secured to a concealed wall plate. For general purpose use throughout the facility to hang various items of apparel.
A5170 | Rod, Shower Curtain, 1"Diameter, W/Curtain & Hooks | 1 | CC | A concealed mounted, 1" outside diameter, satin finish stainless steel, shower curtain rod with white vinyl shower curtain (72" H) and SS shower curtain hooks. Rod and curtain available in various widths. For general purpose use at shower stall or bathtub locations. Pricing based upon standard shower stall dimensions of 36" x 36" and a standard curtain height of 72".
A5175 | Soap Dish, With Bar, SS, Recessed | 1 | CC | A recessed mounted, satin finish stainless steel, soap dish with bar. Soap dish furnished with retaining lip and mounting clamp for installation in stud walls or countertop aprons. For general purpose use in shower stalls or at bathtub locations.
A5200 | Dispenser, Toilet Tissue, SS, 2-Roll, Surface Mntd | 1 | CC | A concealed surface mounted, double roll, satin finish stainless steel, toilet tissue dispenser. Unit accommodates two standard-core toilet tissue rolls through 5" in diameter. Spindles are chrome plated plastic with a heavy-duty internal spring and turn freely for non-controlled delivery. For general purpose use in restrooms.
A5205 | Bar, Towel, 1" Diameter, SS, Surface Mounted | 1 | CC | A surface mounted, satin finish stainless steel, 1" diameter, towel bar. Support posts and flanges are one piece, chrome-plated, cast heavy brass with satin finish. Towel bar shall not rotate within support posts. Available in 18", 24" and 30" widths. For general purpose use in shower or bathtub rooms. Pricing based upon a suggested standard width of 18".
F2000 | Basket, Wastepaper, Fire Resistant | 1 | VV | Wastepaper basket, fire resistant, approximately 40 quart capacity. This unit is used to collect and temporarily store small quantities of paper refuse in patient rooms, administrative areas and nursing stations. Size and shape varies depending on the application and manufacturer selected.
P3000 | Lavatory, Vitreous China, Straight Back | 1 | CC | Wall mounted, vitreous china lavatory (approximate bowl size 7"x15"x10") with: straight-front apron, straight or contoured back; faucet holes on 4" centers; gooseneck spout; wrist blade handles; and grid strainer. It shall be suitable for use in clinics, offices, washrooms or patient care areas.
P5040 | Shower, Single, Hand-Held | 1 | CC | A complete, barrier-free, single hand-held, personal shower system. The shower system includes: pressure balanced mixing valve with high temperature limit stop; personal hand shower; shower hose; wall supply; and slide bar. For general purpose use throughout the facility in shower stalls.
P9050 | Toilet, Wall Hung, Siphon Jet | 1 | CC | Siphon jet water closet/ toilet. This unit is wall hung with an elongated bowl, top spud flushometer, seat with open front and check hinge, and carrier. Used in restrooms throughout the health care facility.
6 - SC856 UC PPE Alcove, SPS
JSN | Content Name | Qty | Acq | Description
A5145 | Hook, Garment, Double, SS, Surface Mounted | 4 | CC | A surface mounted, satin finish stainless steel, double garment hook. Equipped with a concealed mounting bracket that is secured to a concealed wall plate. For general purpose use throughout the facility to hang various items of apparel.
A5160 | Shelf, 8" Depth, SS, Surface Mounted | 1 | CC | A surface mounted, satin finish, stainless steel shelf with a minimum depth of 8". Mounting brackets are welded to shelf. Shelf is available in various widths. For general purpose use in scrub areas/rooms or other areas of the facility where a SS shelf is required. Pricing based upon a 36" width.
F2020 | Can, Trash, 44 Gallon | 1 | VV | Forty four (44) gallon trash can, 32" high X 24" diameter, with lid. Used to collect and transport refuse from a point of origin to point of disposal (example: from soiled utility or a nursing unit to the trash compactor at housekeeping).
M2035 | Rack, Storage, Mobile, Wire, CRS | 1 | VV | Mobile, wire, storage rack. Unit has open, fully adjustable, corrosion resistant wire surfaces and is mounted on stem casters. Used for linen or other general purpose storage and transport. Racks are provided in various sizes and configurations. The price provided is for a unit approximately 68"H x 18"D x 48"W with four shelves, bumpers, two swivel and two braking casters.
7 - SC282 UC Medical Supplies Alcove, Clncl Sprt
JSN | Content Name | Qty | Acq | Description
M2055 | Shelving, Storage, Wire, CRS, w/Adjustable Shelves | 1 | VV | Stationary, wire, shelving unit. Unit has fully adjustable shelves constructed of stainless steel. For use in general purpose storage areas. Shelving is provided in various sizes and configurations. Price provided is for a unit approximately 74"H x 18"D x 48"W with four shelves.
8 - SB735 UC Clean Utility Alcove, Lgstcs Svc
JSN | Content Name | Qty | Acq | Description
A1010 | Telecommunication Outlet | 1 | CC | Telecommunication outlet location.
E0903 | Locker, Supply, w/Shelves, Wall Mtd, 23"W x 20"D | 2 | VV | THIS TYPICAL INCLUDES: 1 Wall Mounted Rail 1 Supply Locker 1 Drawer, 9"H 4 Tray/Shelves Drawer Organizers Consider the need for an E0921 to transport the locker from place to place.
E0906 | Locker, Supply, General, Wall Mtd, 23"W x 20"D | 2 | VV | THIS TYPICAL INCLUDES: 1 Wall Mounted Rail 1 Locked Storage Container 2 Tray/Shelves 1 Drawer, 3"H 3 Drawers, 6"H 2 Drawers, 9"H 1 Tray/Shelf Divider Drawer Organizer Bins Consider the need for an E0921 to transport the locker from place to place.
E0912 | Locker, Supply, Med Surg, Wall Mtd | 2 | VV | Medical/Surgical Supply locker, Wall Mounted, approximately 23"W x 20"D. THIS TYPICAL INCLUDES: 1 Wall Mounted Rail 1 Locked Storage Container 4 Tray/Shelves 5 Drawers, 3"H 2 Drawers, 6"H 2 Tray/Shelf Dividers Drawer Organizer Bins Consider the need for an E0921 to transport the locker from place to place.
E1500 | Rail, MOD, W/MNTD, HX144XD | 1 | VV | Wall mounted rail used for hanging (mounting) lockers, shelves and drawers on a wall.
F2000 | Basket, Wastepaper, Fire Resistant | 1 | VV | Wastepaper basket, fire resistant, approximately 40 quart capacity. This unit is used to collect and temporarily store small quantities of paper refuse in patient rooms, administrative areas and nursing stations. Size and shape varies depending on the application and manufacturer selected.
4 - URGENT CARE: Patient Area
1 - SB071 UC Results Pending Accessible Waiting, Bldg Sprt
JSN | Content Name | Qty | Acq | Description
A5077 | Dispenser, Hand Sanitizer, Hands-Free | 1 | VV | A touch free wall-mounted hand sanitizer dispenser. For use throughout a healthcare facility. Unit does not include the sanitizing liquid. Units are battery operated.
A5215 | Bracket, Television, Ceiling Mounted | 1 | CC | Ceiling mounted television bracket for flat panel LCD and Plasma screens. The bracket shall be a universal style mount with a load capacity of 200 pounds with adjustments of 0-15 degree tilt and 360 degree swivel. Shall be capable of accommodating various size units.
A6046 | Artwork, Decorative, With Frame | 1 | VV | This JSN is to be used for determining and defining location of decorative artwork.
F0206 | Chair, Side, Bariatric, With Arms | 1 | VV | A bariatric side chair with arms for use in a waiting room, lobby or other patient area. Chair will have a padded seat and back and have a capacity of 800 pounds.
F0305 | Chair, Waiting Room, Single | 2 | VV | Single seat waiting room chair with foam padded seat and back. Upholstered with either woven fabric textile or vinyl. Arms and floor glides included.
F2000 | Basket, Wastepaper, Fire Resistant | 1 | VV | Wastepaper basket, fire resistant, approximately 40 quart capacity. This unit is used to collect and temporarily store small quantities of paper refuse in patient rooms, administrative areas and nursing stations. Size and shape varies depending on the application and manufacturer selected.
F2300 | Rack, Magazine, Wall Mounted | 1 | VV | Wall mounted magazine rack with nine (9) magazine holding compartments.
F3200 | Clock, Battery, 12" Diameter | 1 | VV | Clock, 12" diameter. Round surface, easy to read numbers with sweep second hand. Wall mounted unit for use when impractical to install a fully synchronized clock system. Battery operated, (batteries not included).
M0506 | Television, Flat Screen | 1 | VV | Flat screen television with approximately 32'" to 40' diagonal screen size. The TV will have built-in speakers, NTSC tuner, a 16:9 wide screen aspect ratio, a minimum of 1280 x 768 resolution and a remote control.
2 - SC271 UC Quiet / Consult Room, Clncl Sprt
JSN | Content Name | Qty | Acq | Description
A1010 | Telecommunication Outlet | 2 | CC | Telecommunication outlet location.
A1015 | Telephone, Desk, Multiple Line | 1 | VV | Telephone, desk, multiple line.
A5075 | Dispenser, Soap, Disposable | 1 | VV | Disposable soap dispenser. One-handed dispensing operation. Designed to accommodate disposable soap cartridge and valve.
A5080 | Dispenser, Paper Towel, SS, Surface Mounted | 1 | CC | A surface mounted, satin finish stainless steel, single-fold, paper towel dispenser. Dispenser features: tumbler lock; front hinged at bottom; and refill indicator slot. Minimum capacity 400 single-fold paper towels. For general purpose use throughout the facility.
A5145 | Hook, Garment, Double, SS, Surface Mounted | 1 | CC | A surface mounted, satin finish stainless steel, double garment hook. Equipped with a concealed mounting bracket that is secured to a concealed wall plate. For general purpose use throughout the facility to hang various items of apparel.
CD040 | Cabinet, W/H, 2 Shelf, 2 DO, Sloping Top, 38x36x13 | 1 | CC | Wall hung cabinet with two adjustable shelves, solid hinged doors, and sloping top. Also referred to as a solid hinged double door wall case. For general purpose use throughout the facility.
CS010 | Sink, SS, Single Compartment, 7.5x12x12 ID | 1 | CC | Single compartment stainless steel sink, drop-in, self-rimming, ledge-type, connected with a drain and provided with a mixing faucet. It shall also be provided with pre-punched fixture holes on 4" center, integral back ledge to accommodate deck-mounted fixtures, brushed/polished interior and top surfaces, and sound deadened. Recommended for use in suspended or U/C/B sink cabinets having a high plastic laminate or Chemsurf laminate countertop/work surface. For general purpose use throughout the facility.
CT020 | Countertop, Solid Surface | 1 | CC | A solid, nonporous countertop with a smooth seamless appearance. Easy to clean and maintain and with proper cleaning does not support the growth of mold. An acrylic-based solid surface product. Standard thickness of 1", and a 4" butt backsplash/curb. Also referred to as a work surface or work top. Available in a choice of colors and depths. Used in lab and other hospital areas requiring optimum physical and chemical resisting properties.
F0340 | Stool, Self Adjusting | 1 | VV | Self adjusting stool. Consists of a foam padded upholstered seat with attached foot rest for added comfort. Mounted on swivel casters. Designed for doctor's use during examinations.
F0376 | Sofa, Loveseat, Upholstered | 1 | VV | Loveseat with metal or solid wood frame. Arms, back and cushions are foam padded and upholstered in woven textile fabric. Typically used in residential living room or family room setting. Seats 2 comfortably.
F2000 | Basket, Wastepaper, Fire Resistant | 1 | VV | Wastepaper basket, fire resistant, approximately 40 quart capacity. This unit is used to collect and temporarily store small quantities of paper refuse in patient rooms, administrative areas and nursing stations. Size and shape varies depending on the application and manufacturer selected.
F3200 | Clock, Battery, 12" Diameter | 1 | VV | Clock, 12" diameter. Round surface, easy to read numbers with sweep second hand. Wall mounted unit for use when impractical to install a fully synchronized clock system. Battery operated, (batteries not included).
M1801 | Computer, Microprocessing, w/Flat Panel Monitor | 1 | VV | Desk top microprocessing computer. The unit shall consist of a central processing mini tower, flat panel monitor, keyboard, mouse and speakers. The system shall have the following minimum characteristics: a 2.8 GHz Pentium processor; 512 MB memory; 80GB hard drive; 32/48x CD-ROMDVD combo; 1.44MB network interface card; video 32 MB NVIDIA; a 18 inch flat panel monitor. The computer is used throughout the facility to input, manipulate and retrieve information.
M1802 | Work Station, Computer, Retractable, Wall Mounted | 1 | VV | A wall mounted retractable work station. Work station is used as a computer station in treatment rooms, exam rooms and areas where physical space in limited.
3 - CUC21 General Exam / Treatment Room, UC
JSN | Content Name | Qty | Acq | Description
A1010 | Telecommunication Outlet | 4 | CC | Telecommunication outlet location.
A1014 | Telephone, Wall Mounted, 1 Line, With Speaker | 1 | VV | Telephone, wall mounted, 1 line, with speaker.
A1110 | Headwall, Prefabricated, General, 1-2 bed | 2 | CC | 1-2 bed, general, prefabricated headwall. Unit consists of a patient service module for general care, single or double bed type. It contains lighting, medical gases, electrical outlets, nurse call and bed bumper. Specify number and type of medical gas and electrical outlets. Size of module will vary by type and configuration of outlets.
A1200 | Lift System, Overhead, Patient Room | 1 | VC | An overhead rail system specifically designed for patient lifting and movement for a single bed patient room. The system will consist of recessed or ceiling mounted primary and secondary rails, lift motor with rolling carriage, patient harness or seat, and a hand controller or control box with charger. System will facilitate lifting and movement of patient to and from bed to gurney, chair or other requirement. Minimum lift capability is 550 pounds. Custom design of track layout by manufacturer is essential to meet individual facility requirements.
A5075 | Dispenser, Soap, Disposable | 1 | VV | Disposable soap dispenser. One-handed dispensing operation. Designed to accommodate disposable soap cartridge and valve.
A5077 | Dispenser, Hand Sanitizer, Hands-Free | 1 | VV | A touch free wall-mounted hand sanitizer dispenser. For use throughout a healthcare facility. Unit does not include the sanitizing liquid. Units are battery operated.
A5080 | Dispenser, Paper Towel, SS, Surface Mounted | 1 | CC | A surface mounted, satin finish stainless steel, single-fold, paper towel dispenser. Dispenser features: tumbler lock; front hinged at bottom; and refill indicator slot. Minimum capacity 400 single-fold paper towels. For general purpose use throughout the facility.
A5096 | Infection Control Center, Wall-Mounted | 1 | VV | Wall mounted infection control center designed for public waiting and reception areas. Provides spaces for dispensing sanitizer, masks and tissues. Available in a variety of finishes and wood framing material.
A5107 | Dispenser, Glove, Surgical/Examination, Wall Mntd | 1 | VV | Examination three (Small Medium, Large) glove dispenser box for wall mounting. Fabricated of either cold rolled steel with a white baked enamel finish, plastic or acrylic. Hardware not included, Option 3 powder coated steel.
A5111 | Waste Disposal Unit, Sharps Wall Mount | 1 | VC | The unit is designed for the disposal of sharps and complies with OSHA guidelines for the handling of sharps. It shall house a 5 quart container and be capable of being mounted on a wall. The unit shall be secured by a locked enclosure.
A5145 | Hook, Garment, Double, SS, Surface Mounted | 2 | CC | A surface mounted, satin finish stainless steel, double garment hook. Equipped with a concealed mounting bracket that is secured to a concealed wall plate. For general purpose use throughout the facility to hang various items of apparel.
A5180 | Track, Cubicle, Surface Mounted, With Curtain | 1 | VV | Surface mounted cubicle track, with curtain. Track constructed of thick extruded aluminum. Equipped with self lubricating carriers, beaded drop chain hooks, and flame resistant curtain. To include removable end caps. Designed to be suspended around patient areas where privacy is needed. Price listed is per foot of the track, curtains to be priced per quote.
A5215 | Bracket, Television, Ceiling Mounted | 1 | CC | Ceiling mounted television bracket for flat panel LCD and Plasma screens. The bracket shall be a universal style mount with a load capacity of 200 pounds with adjustments of 0-15 degree tilt and 360 degree swivel. Shall be capable of accommodating various size units.
A6046 | Artwork, Decorative, With Frame | 1 | VV | This JSN is to be used for determining and defining location of decorative artwork.
E0945 | Cart, Computer, Mobile | 1 | VV | A mobile computer cart for use throughout the facility. The cart dimensions will be approximately 45" H x 30" W x 22" D with casters. May include drawers and miscellaneous other accessories that will be determined at time of purchase. This Typical may include: 1 Cart Body, w/Computer Support, Style-A Narrow, w/Raised Edge Top 1 Flip-Up Shelf 1 Sharps Container Holder 1 Wastebasket 1 Chart Holder 2 Drawers, 3"H 2 Drawers, 6"H 3 Accessory Rail, Side Drawer Organizer Bins
E0948 | Cart, General Storage, Mobile, 42"H x 32"W x 22"D | 1 | VV | THIS TYPICAL INCLUDES: 1 Cart Body, Style-A Narrow, w/Raised Edge Top 2 Drawers, 3" H 4 Drawers, 6" H 1 Accessory Rail, Side Drawer Organizer Bins
F0205 | Chair, Side With Arms | 1 | VV | Upholstered side chair, 32" high X 21" wide X 23" deep with arms, padded seats and padded backs. Seat height is a minimum of 17". Available with or without sled base.
F0340 | Stool, Self Adjusting | 1 | VV | Self adjusting stool. Consists of a foam padded upholstered seat with attached foot rest for added comfort. Mounted on swivel casters. Designed for doctor's use during examinations.
F2010 | Basket, Wastepaper, Step-On | 1 | VV | "Step-on" wastepaper basket with inner liner and foot petal activated flip top.
F3200 | Clock, Battery, 12" Diameter | 1 | VV | Clock, 12" diameter. Round surface, easy to read numbers with sweep second hand. Wall mounted unit for use when impractical to install a fully synchronized clock system. Battery operated, (batteries not included).
M0506 | Television, Flat Screen | 1 | VV | Flat screen television with approximately 32'" to 40' diagonal screen size. The TV will have built-in speakers, NTSC tuner, a 16:9 wide screen aspect ratio, a minimum of 1280 x 768 resolution and a remote control.
M0755 | Flowmeter, Oxygen, Low Flow | 2 | VV | Oxygen flowmeter. Consists of a clear crystal flowtube calibrated to 3.5 or 8 LPM depending on manufacturer. For oxygen regulation in hospital settings. Database pricing includes DISS fitting and DISS power outlet and wall adapter. Other fitting and adapter configurations are available.
M0765 | Regulator, Vacuum | 2 | VV | Vacuum pressure regulator for connection to central piped vacuum system. Standard display scale is graduated at least from 0 to 200 mm Hg of vacuum. Displays on specialized regulators may cover other vacuum ranges. Regulator type (continuous, intermittent, continuous/intermittent, surgical, pediatric, thoracic, etc.) as required. To be used in delivery, neonatal, pediatrics or any area where suction is required. Database pricing reflects continuous regulators graduated to 200 mm Hg with a full line vacuum selection switch and DISS configured inlets and outlets.
M3070 | Hamper, Linen, Mobile, w/Lid | 1 | VV | Mobile linen hamper with hand or foot operated lid. Made of heavy tubular stainless steel with heavy gauge welded steel platform. Holds 25" hamper bags. Mounted on ball bearing casters. For linen transport in hospitals and clinics.
M3073 | Container, Biohazard Waste, Step-on, Fire Safe | 1 | VV | A biohazard waste container with a step-on lid. The container will have a capacity of approximately 12 gallons and be made of a fire safe material.
M4200 | Otoscope/Ophthalmoscope, Wall Mounted | 1 | VV | Wall mounted otoscope and ophthalmoscope. Includes 6 foot line cord and plug and accepts and includes two handles. Contains head turn-on/turn-off, built-in speculum tray and 8 foot coiled cords. Unit is designed for use in patient exam rooms.
M4653 | Stretcher, Chair, Ophthalmic Surgical | 1 | VV | An eye surgery stretcher which adjusts from horizontal to a chair position. Stretcher has dual articulating headpiece for multiple ophthalmic surgical positioning; features dual hydraulic jacks, swing down side rails, oxygen holder, independently movable foot section, and IV receptacles. Minimum 400 pound weight capacity.
M7040 | Table, Overbed | 1 | VV | Overbed table. Adjustable height table constructed of heavy gauge steel. Mounted on 2" diameter twin swivel casters with bumper caps. Table top is constructed with a high pressure plastic laminated surface that resists chipping, scratching, and staining. It includes a vanity tray and a mirror. Table is designed for use over bed, wheelchair or large chair.
M7405 | Light, Exam, Ceiling Mounted | 1 | CC | Ceiling exam light. Consists of a lightheaded reflector supported by a ceiling mounted radial arm assembly that provides a wide range of positioning capabilities. Halogen bulbs and an intensity control provide cool, color corrected light. The minimum ceiling height in most cases is 8'-0"; refer to each manufacturer's specific installation requirements. Physical dimensions refer to the retracted light; one length of the dual swing arm around the center mount in width and depth and the combined height of the lamp head and folded arms. Unit may also have a center mount detachable and sterilizable control handle. For use in minor procedure or examination room applications.
M7845 | Monitor, Physiological, Bedside, 4 Channel | 1 | VV | 4 channel bedside physiological monitor. The unit consist of a four-channel non-fade monochrome display monitor, an alarm system and printer-recording capabilities. The monitor has color coded controls and automatic calibration. The unit displays up to four waveforms simultaneously. The parameters to be monitored are user selectable. The monitor may be connected to a central monitoring station. The unit monitors patients in most acute care areas, step-down units, procedure rooms and emergency rooms.
M7910 | Thermometer, Electronic | 1 | VV | Electronic thermometer. Pocket size unit with easy to read zero Fahrenheit or zero Centigrade LCD display in approximately 20 seconds. Battery operated and enclosed in a heavy duty plastic case. Unit is hand-held portable and may be stand or wall mounted. For patient body temperature readings.
P3100 | Lavatory, Vitreous China, Slab Type | 1 | CC | Wall mounted, slab type, vitreous china, lavatory (approximate bowl size 7"x15"x10") with: faucet holes on 4" centers; gooseneck spout; wrist blade handles; and grid strainer. It shall be suitable for use in clinics, offices, washrooms or patient care area.
4 - CUC41 General E/T Room PPE / Equipment Alcove, UC
JSN | Content Name | Qty | Acq | Description
A5077 | Dispenser, Hand Sanitizer, Hands-Free | 1 | VV | A touch free wall-mounted hand sanitizer dispenser. For use throughout a healthcare facility. Unit does not include the sanitizing liquid. Units are battery operated.
A5096 | Infection Control Center, Wall-Mounted | 1 | VV | Wall mounted infection control center designed for public waiting and reception areas. Provides spaces for dispensing sanitizer, masks and tissues. Available in a variety of finishes and wood framing material.
A5107 | Dispenser, Glove, Surgical/Examination, Wall Mntd | 1 | VV | Examination three (Small Medium, Large) glove dispenser box for wall mounting. Fabricated of either cold rolled steel with a white baked enamel finish, plastic or acrylic. Hardware not included, Option 3 powder coated steel.
5 - CUC23 Bariatric Patient Exam / Treatment Room, UC
JSN | Content Name | Qty | Acq | Description
A1010 | Telecommunication Outlet | 4 | CC | Telecommunication outlet location.
A1014 | Telephone, Wall Mounted, 1 Line, With Speaker | 1 | VV | Telephone, wall mounted, 1 line, with speaker.
A1110 | Headwall, Prefabricated, General, 1-2 bed | 2 | CC | 1-2 bed, general, prefabricated headwall. Unit consists of a patient service module for general care, single or double bed type. It contains lighting, medical gases, electrical outlets, nurse call and bed bumper. Specify number and type of medical gas and electrical outlets. Size of module will vary by type and configuration of outlets.
A1203 | Lift System, Overhead, Bariatric | 1 | CC | An overhead ceiling mounted rail system specifically designed for bariatric patient lifting and movement within a patient room. The system will consist of recessed or ceiling mounted primary and secondary rails, lift motor with carriage, patient harness or seat, and a hand controller or control box with charger (other charging options may be available). System will facilitate lifting and movement of patient to and from bed, to stretcher, chair, bathroom or other requirements. Lifting capacity is 1000 pounds. Custom design of track layout by manufacturer is essential to meet individual facility requirements.
A5075 | Dispenser, Soap, Disposable | 1 | VV | Disposable soap dispenser. One-handed dispensing operation. Designed to accommodate disposable soap cartridge and valve.
A5077 | Dispenser, Hand Sanitizer, Hands-Free | 1 | VV | A touch free wall-mounted hand sanitizer dispenser. For use throughout a healthcare facility. Unit does not include the sanitizing liquid. Units are battery operated.
A5080 | Dispenser, Paper Towel, SS, Surface Mounted | 1 | CC | A surface mounted, satin finish stainless steel, single-fold, paper towel dispenser. Dispenser features: tumbler lock; front hinged at bottom; and refill indicator slot. Minimum capacity 400 single-fold paper towels. For general purpose use throughout the facility.
A5096 | Infection Control Center, Wall-Mounted | 1 | VV | Wall mounted infection control center designed for public waiting and reception areas. Provides spaces for dispensing sanitizer, masks and tissues. Available in a variety of finishes and wood framing material.
A5107 | Dispenser, Glove, Surgical/Examination, Wall Mntd | 1 | VV | Examination three (Small Medium, Large) glove dispenser box for wall mounting. Fabricated of either cold rolled steel with a white baked enamel finish, plastic or acrylic. Hardware not included, Option 3 powder coated steel.
A5111 | Waste Disposal Unit, Sharps Wall Mount | 1 | VC | The unit is designed for the disposal of sharps and complies with OSHA guidelines for the handling of sharps. It shall house a 5 quart container and be capable of being mounted on a wall. The unit shall be secured by a locked enclosure.
A5145 | Hook, Garment, Double, SS, Surface Mounted | 2 | CC | A surface mounted, satin finish stainless steel, double garment hook. Equipped with a concealed mounting bracket that is secured to a concealed wall plate. For general purpose use throughout the facility to hang various items of apparel.
A5180 | Track, Cubicle, Surface Mounted, With Curtain | 1 | VV | Surface mounted cubicle track, with curtain. Track constructed of thick extruded aluminum. Equipped with self lubricating carriers, beaded drop chain hooks, and flame resistant curtain. To include removable end caps. Designed to be suspended around patient areas where privacy is needed. Price listed is per foot of the track, curtains to be priced per quote.
A5215 | Bracket, Television, Ceiling Mounted | 1 | CC | Ceiling mounted television bracket for flat panel LCD and Plasma screens. The bracket shall be a universal style mount with a load capacity of 200 pounds with adjustments of 0-15 degree tilt and 360 degree swivel. Shall be capable of accommodating various size units.
A6046 | Artwork, Decorative, With Frame | 1 | VV | This JSN is to be used for determining and defining location of decorative artwork.
E0945 | Cart, Computer, Mobile | 1 | VV | A mobile computer cart for use throughout the facility. The cart dimensions will be approximately 45" H x 30" W x 22" D with casters. May include drawers and miscellaneous other accessories that will be determined at time of purchase. This Typical may include: 1 Cart Body, w/Computer Support, Style-A Narrow, w/Raised Edge Top 1 Flip-Up Shelf 1 Sharps Container Holder 1 Wastebasket 1 Chart Holder 2 Drawers, 3"H 2 Drawers, 6"H 3 Accessory Rail, Side Drawer Organizer Bins
E0948 | Cart, General Storage, Mobile, 42"H x 32"W x 22"D | 1 | VV | THIS TYPICAL INCLUDES: 1 Cart Body, Style-A Narrow, w/Raised Edge Top 2 Drawers, 3" H 4 Drawers, 6" H 1 Accessory Rail, Side Drawer Organizer Bins
F0206 | Chair, Side, Bariatric, With Arms | 1 | VV | A bariatric side chair with arms for use in a waiting room, lobby or other patient area. Chair will have a padded seat and back and have a capacity of 800 pounds.
F0340 | Stool, Self Adjusting | 1 | VV | Self adjusting stool. Consists of a foam padded upholstered seat with attached foot rest for added comfort. Mounted on swivel casters. Designed for doctor's use during examinations.
F2010 | Basket, Wastepaper, Step-On | 1 | VV | "Step-on" wastepaper basket with inner liner and foot petal activated flip top.
F3200 | Clock, Battery, 12" Diameter | 1 | VV | Clock, 12" diameter. Round surface, easy to read numbers with sweep second hand. Wall mounted unit for use when impractical to install a fully synchronized clock system. Battery operated, (batteries not included).
M0506 | Television, Flat Screen | 1 | VV | Flat screen television with approximately 32'" to 40' diagonal screen size. The TV will have built-in speakers, NTSC tuner, a 16:9 wide screen aspect ratio, a minimum of 1280 x 768 resolution and a remote control.
M0755 | Flowmeter, Oxygen, Low Flow | 2 | VV | Oxygen flowmeter. Consists of a clear crystal flowtube calibrated to 3.5 or 8 LPM depending on manufacturer. For oxygen regulation in hospital settings. Database pricing includes DISS fitting and DISS power outlet and wall adapter. Other fitting and adapter configurations are available.
M0765 | Regulator, Vacuum | 2 | VV | Vacuum pressure regulator for connection to central piped vacuum system. Standard display scale is graduated at least from 0 to 200 mm Hg of vacuum. Displays on specialized regulators may cover other vacuum ranges. Regulator type (continuous, intermittent, continuous/intermittent, surgical, pediatric, thoracic, etc.) as required. To be used in delivery, neonatal, pediatrics or any area where suction is required. Database pricing reflects continuous regulators graduated to 200 mm Hg with a full line vacuum selection switch and DISS configured inlets and outlets.
M3070 | Hamper, Linen, Mobile, w/Lid | 1 | VV | Mobile linen hamper with hand or foot operated lid. Made of heavy tubular stainless steel with heavy gauge welded steel platform. Holds 25" hamper bags. Mounted on ball bearing casters. For linen transport in hospitals and clinics.
M3073 | Container, Biohazard Waste, Step-on, Fire Safe | 1 | VV | A biohazard waste container with a step-on lid. The container will have a capacity of approximately 12 gallons and be made of a fire safe material.
M4200 | Otoscope/Ophthalmoscope, Wall Mounted | 1 | VV | Wall mounted otoscope and ophthalmoscope. Includes 6 foot line cord and plug and accepts and includes two handles. Contains head turn-on/turn-off, built-in speculum tray and 8 foot coiled cords. Unit is designed for use in patient exam rooms.
M4652 | Stretcher, Bariatric | 1 | VV | Mobile Stretcher, corrision resistant construction, center wheel for steering control. Designed for patient transport and minor procedures, bariatric weight 700LB or higher.
M7040 | Table, Overbed | 1 | VV | Overbed table. Adjustable height table constructed of heavy gauge steel. Mounted on 2" diameter twin swivel casters with bumper caps. Table top is constructed with a high pressure plastic laminated surface that resists chipping, scratching, and staining. It includes a vanity tray and a mirror. Table is designed for use over bed, wheelchair or large chair.
M7405 | Light, Exam, Ceiling Mounted | 1 | CC | Ceiling exam light. Consists of a lightheaded reflector supported by a ceiling mounted radial arm assembly that provides a wide range of positioning capabilities. Halogen bulbs and an intensity control provide cool, color corrected light. The minimum ceiling height in most cases is 8'-0"; refer to each manufacturer's specific installation requirements. Physical dimensions refer to the retracted light; one length of the dual swing arm around the center mount in width and depth and the combined height of the lamp head and folded arms. Unit may also have a center mount detachable and sterilizable control handle. For use in minor procedure or examination room applications.
M7845 | Monitor, Physiological, Bedside, 4 Channel | 1 | VV | 4 channel bedside physiological monitor. The unit consist of a four-channel non-fade monochrome display monitor, an alarm system and printer-recording capabilities. The monitor has color coded controls and automatic calibration. The unit displays up to four waveforms simultaneously. The parameters to be monitored are user selectable. The monitor may be connected to a central monitoring station. The unit monitors patients in most acute care areas, step-down units, procedure rooms and emergency rooms.
M7910 | Thermometer, Electronic | 1 | VV | Electronic thermometer. Pocket size unit with easy to read zero Fahrenheit or zero Centigrade LCD display in approximately 20 seconds. Battery operated and enclosed in a heavy duty plastic case. Unit is hand-held portable and may be stand or wall mounted. For patient body temperature readings.
P3100 | Lavatory, Vitreous China, Slab Type | 1 | CC | Wall mounted, slab type, vitreous china, lavatory (approximate bowl size 7"x15"x10") with: faucet holes on 4" centers; gooseneck spout; wrist blade handles; and grid strainer. It shall be suitable for use in clinics, offices, washrooms or patient care area.
6 - CUC41 Bariatric E/T PPE / Equipment Alcove, UC
JSN | Content Name | Qty | Acq | Description
A5077 | Dispenser, Hand Sanitizer, Hands-Free | 1 | VV | A touch free wall-mounted hand sanitizer dispenser. For use throughout a healthcare facility. Unit does not include the sanitizing liquid. Units are battery operated.
A5096 | Infection Control Center, Wall-Mounted | 1 | VV | Wall mounted infection control center designed for public waiting and reception areas. Provides spaces for dispensing sanitizer, masks and tissues. Available in a variety of finishes and wood framing material.
A5107 | Dispenser, Glove, Surgical/Examination, Wall Mntd | 1 | VV | Examination three (Small Medium, Large) glove dispenser box for wall mounting. Fabricated of either cold rolled steel with a white baked enamel finish, plastic or acrylic. Hardware not included, Option 3 powder coated steel.
7 - SB163 UC Bariatric Patient Toilet, Bldg Sprt
JSN | Content Name | Qty | Acq | Description
A1067 | Mirror, Float Glass, ADA Accessible | 1 | CC | A high quality 1/4" polished float glass mirror with a stainless steel frame. Frame holds mirror in a tilted position for accessibility and compliance with ADA requirements. Mirror has a galvanized steel back secured to frame with concealed screws with integral horizontal hanging brackets. Mirror shall be approximately 18" wide and 36" high. Other sizes are available.
A5075 | Dispenser, Soap, Disposable | 1 | VV | Disposable soap dispenser. One-handed dispensing operation. Designed to accommodate disposable soap cartridge and valve.
A5082 | Dispenser, Paper Towel, Sensor, Hands Free | 1 | CC | A surface mounted, sensor activated, automatic, roll paper towel dispenser. The unit dispenses a paper towel automatically only when hands are place in position below the dispenser for maximum sanitation and hygiene. May include adjustable settings for sheet length, time delay, and sensor range. Unit is battery operated or with optional AC power adapter.
A5090 | Disposal, Sanitary Napkin, SS, Surface Mounted | 1 | CC | A surface mounted, satin finish stainless steel, sanitary napkin disposal. Disposal features a flip-up cover, secured to the container by a heavy duty stainless steel piano-hinge. Disposal may be secured to wall or toilet partition. For general purpose use in female toilet stalls or rooms and uni-sex toilet rooms.
A5109 | Grab Bar, ABA Compliant, SS, 2-Wall, W/C Accessible | 2 | CC | 2-wall toilet stall/room grab bar with concealed mounting flanges and a satin finish stainless steel peened gripping surface.. Snap over flanges are provided to conceal mounting screws. A selection of mounting kits and concealed anchor devices are available from the manufacturers for different types of installations. Grab bar shall comply with all barrier-free accessibility guidelines for design, sizing, positioning, installation, and structural strength. For typical water closet applications in toilet stalls and rooms where Architectural Barriers Act grab bar requirements must be met.
A5145 | Hook, Garment, Double, SS, Surface Mounted | 1 | CC | A surface mounted, satin finish stainless steel, double garment hook. Equipped with a concealed mounting bracket that is secured to a concealed wall plate. For general purpose use throughout the facility to hang various items of apparel.
A5200 | Dispenser, Toilet Tissue, SS, 2-Roll, Surface Mntd | 1 | CC | A concealed surface mounted, double roll, satin finish stainless steel, toilet tissue dispenser. Unit accommodates two standard-core toilet tissue rolls through 5" in diameter. Spindles are chrome plated plastic with a heavy-duty internal spring and turn freely for non-controlled delivery. For general purpose use in restrooms.
CT025 | Countertop, Solid Surface with Sink Combination | 1 | CC | A solid, nonporous countertop approximately 36"W x 22"D with a undercounter sink combination. The countertop is an acrylic-based solid surface product with a standard thickness of 1", and a 4" butt backsplash/curb. Surfaces will be easy to clean and maintain. Also referred to as a work surface or work top with sink. Available in a choice of colors, depths and sink shapes. Used for various applications in patient rooms, restrooms and throughout the facility. Usually a part of a casework interior design program. Unit does not include the drain and faucet.
F2010 | Basket, Wastepaper, Step-On | 1 | VV | "Step-on" wastepaper basket with inner liner and foot petal activated flip top.
P9056 | Toilet, Floor Mounted, Bariatric | 1 | CC | A floor mounted, flush valve toilet with an elongated front and a load capacity of 1,000 pounds. The toilet with be vitreous china with a 1.28 or 1.6 Gpf low water consumption rate with a rear outlet. See manufacturer's literature for recommended flush valves and toilet seats.
8 - CUC27 Airborne Infection Isolation (AII) Exam / Treatment Room, UC
JSN | Content Name | Qty | Acq | Description
A1010 | Telecommunication Outlet | 4 | CC | Telecommunication outlet location.
A1014 | Telephone, Wall Mounted, 1 Line, With Speaker | 1 | VV | Telephone, wall mounted, 1 line, with speaker.
A1110 | Headwall, Prefabricated, General, 1-2 bed | 2 | CC | 1-2 bed, general, prefabricated headwall. Unit consists of a patient service module for general care, single or double bed type. It contains lighting, medical gases, electrical outlets, nurse call and bed bumper. Specify number and type of medical gas and electrical outlets. Size of module will vary by type and configuration of outlets.
A1205 | Lift System, Overhead, Patient Room w/Bath | 1 | VC | An overhead rail system specifically designed for patient lifting and movement for a single bed patient room including the bathroom. The system will consist of recessed or ceiling mounted primary and secondary rails, lift motor with rolling carriage, patient harness or seat, and a hand controller or control box with charger. System will facilitate lifting and movement of patient to and from bed to gurney, chair, bath, commode, or other requirement. Minimum lift capability is 550 pounds. Custom design of track layout by manufacturer is essential to meet individual facility requirements.
A5075 | Dispenser, Soap, Disposable | 1 | VV | Disposable soap dispenser. One-handed dispensing operation. Designed to accommodate disposable soap cartridge and valve.
A5077 | Dispenser, Hand Sanitizer, Hands-Free | 1 | VV | A touch free wall-mounted hand sanitizer dispenser. For use throughout a healthcare facility. Unit does not include the sanitizing liquid. Units are battery operated.
A5080 | Dispenser, Paper Towel, SS, Surface Mounted | 1 | CC | A surface mounted, satin finish stainless steel, single-fold, paper towel dispenser. Dispenser features: tumbler lock; front hinged at bottom; and refill indicator slot. Minimum capacity 400 single-fold paper towels. For general purpose use throughout the facility.
A5107 | Dispenser, Glove, Surgical/Examination, Wall Mntd | 2 | VV | Examination three (Small Medium, Large) glove dispenser box for wall mounting. Fabricated of either cold rolled steel with a white baked enamel finish, plastic or acrylic. Hardware not included, Option 3 powder coated steel.
A5111 | Waste Disposal Unit, Sharps Wall Mount | 1 | VC | The unit is designed for the disposal of sharps and complies with OSHA guidelines for the handling of sharps. It shall house a 5 quart container and be capable of being mounted on a wall. The unit shall be secured by a locked enclosure.
A5212 | Bracket, Television, Wall-Mounted, Tilt/Angle | 1 | VV | A wall mounted, tilt/angled TV bracket for 37" to 80" TVs. Mount will be a universal and VESA compliant unit with a load capacity of up to 130 lbs.
A5220 | Bracket, Television, Wall Backing | 1 | CC | Wall mounted television bracket backing which provides additional support and strength for the installation of the television bracket. Option available for interior or exterior plate and sized for 12", 16", or 24" stud spacing.
A6046 | Artwork, Decorative, With Frame | 1 | VV | This JSN is to be used for determining and defining location of decorative artwork.
E0945 | Cart, Computer, Mobile | 1 | VV | A mobile computer cart for use throughout the facility. The cart dimensions will be approximately 45" H x 30" W x 22" D with casters. May include drawers and miscellaneous other accessories that will be determined at time of purchase. This Typical may include: 1 Cart Body, w/Computer Support, Style-A Narrow, w/Raised Edge Top 1 Flip-Up Shelf 1 Sharps Container Holder 1 Wastebasket 1 Chart Holder 2 Drawers, 3"H 2 Drawers, 6"H 3 Accessory Rail, Side Drawer Organizer Bins
E0948 | Cart, General Storage, Mobile, 42"H x 32"W x 22"D | 1 | VV | THIS TYPICAL INCLUDES: 1 Cart Body, Style-A Narrow, w/Raised Edge Top 2 Drawers, 3" H 4 Drawers, 6" H 1 Accessory Rail, Side Drawer Organizer Bins
F0205 | Chair, Side With Arms | 1 | VV | Upholstered side chair, 32" high X 21" wide X 23" deep with arms, padded seats and padded backs. Seat height is a minimum of 17". Available with or without sled base.
F0340 | Stool, Self Adjusting | 1 | VV | Self adjusting stool. Consists of a foam padded upholstered seat with attached foot rest for added comfort. Mounted on swivel casters. Designed for doctor's use during examinations.
F2000 | Basket, Wastepaper, Fire Resistant | 1 | VV | Wastepaper basket, fire resistant, approximately 40 quart capacity. This unit is used to collect and temporarily store small quantities of paper refuse in patient rooms, administrative areas and nursing stations. Size and shape varies depending on the application and manufacturer selected.
F2010 | Basket, Wastepaper, Step-On | 1 | VV | "Step-on" wastepaper basket with inner liner and foot petal activated flip top.
F3200 | Clock, Battery, 12" Diameter | 1 | VV | Clock, 12" diameter. Round surface, easy to read numbers with sweep second hand. Wall mounted unit for use when impractical to install a fully synchronized clock system. Battery operated, (batteries not included).
M0506 | Television, Flat Screen | 1 | VV | Flat screen television with approximately 32'" to 40' diagonal screen size. The TV will have built-in speakers, NTSC tuner, a 16:9 wide screen aspect ratio, a minimum of 1280 x 768 resolution and a remote control.
M0755 | Flowmeter, Oxygen, Low Flow | 2 | VV | Oxygen flowmeter. Consists of a clear crystal flowtube calibrated to 3.5 or 8 LPM depending on manufacturer. For oxygen regulation in hospital settings. Database pricing includes DISS fitting and DISS power outlet and wall adapter. Other fitting and adapter configurations are available.
M0765 | Regulator, Vacuum | 2 | VV | Vacuum pressure regulator for connection to central piped vacuum system. Standard display scale is graduated at least from 0 to 200 mm Hg of vacuum. Displays on specialized regulators may cover other vacuum ranges. Regulator type (continuous, intermittent, continuous/intermittent, surgical, pediatric, thoracic, etc.) as required. To be used in delivery, neonatal, pediatrics or any area where suction is required. Database pricing reflects continuous regulators graduated to 200 mm Hg with a full line vacuum selection switch and DISS configured inlets and outlets.
M3070 | Hamper, Linen, Mobile, w/Lid | 1 | VV | Mobile linen hamper with hand or foot operated lid. Made of heavy tubular stainless steel with heavy gauge welded steel platform. Holds 25" hamper bags. Mounted on ball bearing casters. For linen transport in hospitals and clinics.
M3073 | Container, Biohazard Waste, Step-on, Fire Safe | 1 | VV | A biohazard waste container with a step-on lid. The container will have a capacity of approximately 12 gallons and be made of a fire safe material.
M4200 | Otoscope/Ophthalmoscope, Wall Mounted | 1 | VV | Wall mounted otoscope and ophthalmoscope. Includes 6 foot line cord and plug and accepts and includes two handles. Contains head turn-on/turn-off, built-in speculum tray and 8 foot coiled cords. Unit is designed for use in patient exam rooms.
M4655 | Stretcher, Mobile, CRS, 9 Position | 1 | VV | Mobile stretcher. All corrosion resistant stainless steel construction. It consists of a tubular frame with side rails, a 9-position hydraulic base with pneumatic fowler adjustment, and a 2" pad. Unit is mounted on 8" conductive casters. Designed for patient transport as well as for minor surgical procedures.
M7040 | Table, Overbed | 1 | VV | Overbed table. Adjustable height table constructed of heavy gauge steel. Mounted on 2" diameter twin swivel casters with bumper caps. Table top is constructed with a high pressure plastic laminated surface that resists chipping, scratching, and staining. It includes a vanity tray and a mirror. Table is designed for use over bed, wheelchair or large chair.
M7405 | Light, Exam, Ceiling Mounted | 1 | CC | Ceiling exam light. Consists of a lightheaded reflector supported by a ceiling mounted radial arm assembly that provides a wide range of positioning capabilities. Halogen bulbs and an intensity control provide cool, color corrected light. The minimum ceiling height in most cases is 8'-0"; refer to each manufacturer's specific installation requirements. Physical dimensions refer to the retracted light; one length of the dual swing arm around the center mount in width and depth and the combined height of the lamp head and folded arms. Unit may also have a center mount detachable and sterilizable control handle. For use in minor procedure or examination room applications.
M7845 | Monitor, Physiological, Bedside, 4 Channel | 1 | VV | 4 channel bedside physiological monitor. The unit consist of a four-channel non-fade monochrome display monitor, an alarm system and printer-recording capabilities. The monitor has color coded controls and automatic calibration. The unit displays up to four waveforms simultaneously. The parameters to be monitored are user selectable. The monitor may be connected to a central monitoring station. The unit monitors patients in most acute care areas, step-down units, procedure rooms and emergency rooms.
M7910 | Thermometer, Electronic | 1 | VV | Electronic thermometer. Pocket size unit with easy to read zero Fahrenheit or zero Centigrade LCD display in approximately 20 seconds. Battery operated and enclosed in a heavy duty plastic case. Unit is hand-held portable and may be stand or wall mounted. For patient body temperature readings.
P3100 | Lavatory, Vitreous China, Slab Type | 1 | CC | Wall mounted, slab type, vitreous china, lavatory (approximate bowl size 7"x15"x10") with: faucet holes on 4" centers; gooseneck spout; wrist blade handles; and grid strainer. It shall be suitable for use in clinics, offices, washrooms or patient care area.
9 - CUC28 Airborne Infection Isolation (AII) Anteroom, UC
JSN | Content Name | Qty | Acq | Description
A1010 | Telecommunication Outlet | 4 | CC | Telecommunication outlet location.
A1014 | Telephone, Wall Mounted, 1 Line, With Speaker | 1 | VV | Telephone, wall mounted, 1 line, with speaker.
A5075 | Dispenser, Soap, Disposable | 1 | VV | Disposable soap dispenser. One-handed dispensing operation. Designed to accommodate disposable soap cartridge and valve.
A5077 | Dispenser, Hand Sanitizer, Hands-Free | 1 | VV | A touch free wall-mounted hand sanitizer dispenser. For use throughout a healthcare facility. Unit does not include the sanitizing liquid. Units are battery operated.
A5080 | Dispenser, Paper Towel, SS, Surface Mounted | 1 | CC | A surface mounted, satin finish stainless steel, single-fold, paper towel dispenser. Dispenser features: tumbler lock; front hinged at bottom; and refill indicator slot. Minimum capacity 400 single-fold paper towels. For general purpose use throughout the facility.
A5096 | Infection Control Center, Wall-Mounted | 1 | VV | Wall mounted infection control center designed for public waiting and reception areas. Provides spaces for dispensing sanitizer, masks and tissues. Available in a variety of finishes and wood framing material.
A5107 | Dispenser, Glove, Surgical/Examination, Wall Mntd | 1 | VV | Examination three (Small Medium, Large) glove dispenser box for wall mounting. Fabricated of either cold rolled steel with a white baked enamel finish, plastic or acrylic. Hardware not included, Option 3 powder coated steel.
A5145 | Hook, Garment, Double, SS, Surface Mounted | 2 | CC | A surface mounted, satin finish stainless steel, double garment hook. Equipped with a concealed mounting bracket that is secured to a concealed wall plate. For general purpose use throughout the facility to hang various items of apparel.
C02Q0 | Cabinet, Sink, U/C/B, 1 Door, 36x24x22 | 2 | CC | Standing height under counter base sink cabinet with a solid right or left-hinged door (appropriate door configuration to be indicated on equipment elevation drawings). Also referred to as a single-door sink cabinet. For general purpose use throughout the facility where a sink is to be used. Coordinate actual clear cabinet dimension with the actual outside dimension of sink that is specified to ensure that they are compatible.
CS180 | Sink, SS, Single Compartment, 12x22x16 ID | 1 | CC | Single compartment stainless steel sink, drop-in, self-rimming, ledge-type, connected with a drain and provided with a mixing faucet. It shall also be provided with pre-punched fixture holes on 4" center, integral back ledge to accommodate deck-mounted fixtures, brushed/polished interior and top surfaces, and sound deadened. Recommended for use in suspended or U/C/B sink cabinets having a high plastic laminate or Chemsurf laminate countertop/work surface. Coordinate actual outside sink dimensions with the actual clear dimension of cabinet specified to ensure that they are compatible. For general purpose use throughout the facility.
CT020 | Countertop, Solid Surface | 1 | CC | A solid, nonporous countertop with a smooth seamless appearance. Easy to clean and maintain and with proper cleaning does not support the growth of mold. An acrylic-based solid surface product. Standard thickness of 1", and a 4" butt backsplash/curb. Also referred to as a work surface or work top. Available in a choice of colors and depths. Used in lab and other hospital areas requiring optimum physical and chemical resisting properties.
E0948 | Cart, General Storage, Mobile, 42"H x 32"W x 22"D | 1 | VV | THIS TYPICAL INCLUDES: 1 Cart Body, Style-A Narrow, w/Raised Edge Top 2 Drawers, 3" H 4 Drawers, 6" H 1 Accessory Rail, Side Drawer Organizer Bins
F2010 | Basket, Wastepaper, Step-On | 1 | VV | "Step-on" wastepaper basket with inner liner and foot petal activated flip top.
F2017 | Waste Receptacle, 24 GAL | 1 | VV | Rectangular steel waste receptacle with step-on lid and 24 gallon capacity. The receptacle is used to collect and temporarily store small quantities of paper refuse. Can be used in restrooms, patient areas, laboratories, pharmacies, etc.
10 - SB190 Airborne Infection Isolation (AII) Patient Toilet
JSN | Content Name | Qty | Acq | Description
A1066 | Mirror, Float Glass, With SS Frame | 1 | CC | A high quality 1/4" polished float glass mirror 36X18, framed in a one-piece, bright polished, stainless steel channel frame with 90Â° mitered corners. All edges of the mirror are protected by absorbing filler strips. Mirror has a galvanized steel back with integral horizontal hanging brackets and wall hanger for concealed mounting. For mounting above single wall mounted lavatories located in toilet areas, Doctors examination offices, etc. May also be used above double lavatories, either wall or countertop mounted, found in restroom areas.
A5075 | Dispenser, Soap, Disposable | 1 | VV | Disposable soap dispenser. One-handed dispensing operation. Designed to accommodate disposable soap cartridge and valve.
A5080 | Dispenser, Paper Towel, SS, Surface Mounted | 1 | CC | A surface mounted, satin finish stainless steel, single-fold, paper towel dispenser. Dispenser features: tumbler lock; front hinged at bottom; and refill indicator slot. Minimum capacity 400 single-fold paper towels. For general purpose use throughout the facility.
A5090 | Disposal, Sanitary Napkin, SS, Surface Mounted | 1 | CC | A surface mounted, satin finish stainless steel, sanitary napkin disposal. Disposal features a flip-up cover, secured to the container by a heavy duty stainless steel piano-hinge. Disposal may be secured to wall or toilet partition. For general purpose use in female toilet stalls or rooms and uni-sex toilet rooms.
A5115 | Grab Bar, Flip-Up, Heavy Duty, with Toilet Tissue Dispenser | 2 | CC | A heavy duty flip-up safety rail for use in rest rooms. The grab bar will be constructed of stainless steel and will extend approximately 30" from the wall when in the extended position.
A5145 | Hook, Garment, Double, SS, Surface Mounted | 2 | CC | A surface mounted, satin finish stainless steel, double garment hook. Equipped with a concealed mounting bracket that is secured to a concealed wall plate. For general purpose use throughout the facility to hang various items of apparel.
F2010 | Basket, Wastepaper, Step-On | 1 | VV | "Step-on" wastepaper basket with inner liner and foot petal activated flip top.
P3100 | Lavatory, Vitreous China, Slab Type | 1 | CC | Wall mounted, slab type, vitreous china, lavatory (approximate bowl size 7"x15"x10") with: faucet holes on 4" centers; gooseneck spout; wrist blade handles; and grid strainer. It shall be suitable for use in clinics, offices, washrooms or patient care area.
P9051 | Toilet, Floor Mounted, Siphon Jet | 1 | CC | Siphon jet water closet/ toilet. This unit is floor mounted with an elongated bowl, top spud flushometer, seat with open front and check hinge, and carrier. Height does not include seat. Seat is not included with all vendors. See comments.
11 - CUC25 Mental Health Exam / Treatment Room, UC
JSN | Content Name | Qty | Acq | Description
A1010 | Telecommunication Outlet | 4 | CC | Telecommunication outlet location.
A1014 | Telephone, Wall Mounted, 1 Line, With Speaker | 1 | VV | Telephone, wall mounted, 1 line, with speaker.
A1110 | Headwall, Prefabricated, General, 1-2 bed | 2 | CC | 1-2 bed, general, prefabricated headwall. Unit consists of a patient service module for general care, single or double bed type. It contains lighting, medical gases, electrical outlets, nurse call and bed bumper. Specify number and type of medical gas and electrical outlets. Size of module will vary by type and configuration of outlets.
A5075 | Dispenser, Soap, Disposable | 1 | VV | Disposable soap dispenser. One-handed dispensing operation. Designed to accommodate disposable soap cartridge and valve.
A5077 | Dispenser, Hand Sanitizer, Hands-Free | 1 | VV | A touch free wall-mounted hand sanitizer dispenser. For use throughout a healthcare facility. Unit does not include the sanitizing liquid. Units are battery operated.
A5080 | Dispenser, Paper Towel, SS, Surface Mounted | 1 | CC | A surface mounted, satin finish stainless steel, single-fold, paper towel dispenser. Dispenser features: tumbler lock; front hinged at bottom; and refill indicator slot. Minimum capacity 400 single-fold paper towels. For general purpose use throughout the facility.
A5096 | Infection Control Center, Wall-Mounted | 1 | VV | Wall mounted infection control center designed for public waiting and reception areas. Provides spaces for dispensing sanitizer, masks and tissues. Available in a variety of finishes and wood framing material.
A5107 | Dispenser, Glove, Surgical/Examination, Wall Mntd | 1 | VV | Examination three (Small Medium, Large) glove dispenser box for wall mounting. Fabricated of either cold rolled steel with a white baked enamel finish, plastic or acrylic. Hardware not included, Option 3 powder coated steel.
A5111 | Waste Disposal Unit, Sharps Wall Mount | 1 | VC | The unit is designed for the disposal of sharps and complies with OSHA guidelines for the handling of sharps. It shall house a 5 quart container and be capable of being mounted on a wall. The unit shall be secured by a locked enclosure.
A5219 | Bracket, Television Enclosure, Anti-Ligature | 1 | VV | Anti-Ligature TV enclosure typically found in Behavioral Health. Enclosures are custom made to fit multiple TV sizes with anti ligature design. Enclosure should be flushed mounted to the wall to prevent access to the mounting bracket or electrical cables. Enclosure should have a high strength screw security system to prevent tamper or theft. Some enclosures may have a sloped top with smooth curved edges and no external seams.
E0945 | Cart, Computer, Mobile | 1 | VV | A mobile computer cart for use throughout the facility. The cart dimensions will be approximately 45" H x 30" W x 22" D with casters. May include drawers and miscellaneous other accessories that will be determined at time of purchase. This Typical may include: 1 Cart Body, w/Computer Support, Style-A Narrow, w/Raised Edge Top 1 Flip-Up Shelf 1 Sharps Container Holder 1 Wastebasket 1 Chart Holder 2 Drawers, 3"H 2 Drawers, 6"H 3 Accessory Rail, Side Drawer Organizer Bins
E0948 | Cart, General Storage, Mobile, 42"H x 32"W x 22"D | 1 | VV | THIS TYPICAL INCLUDES: 1 Cart Body, Style-A Narrow, w/Raised Edge Top 2 Drawers, 3" H 4 Drawers, 6" H 1 Accessory Rail, Side Drawer Organizer Bins
F0249 | Chair, Weighted, Psychiatric | 1 | VV | Chair, without arms, has rounded edges and is weighted to prevent lifting the chair. Intended use in Mental Health areas.
F2000 | Basket, Wastepaper, Fire Resistant | 1 | VV | Wastepaper basket, fire resistant, approximately 40 quart capacity. This unit is used to collect and temporarily store small quantities of paper refuse in patient rooms, administrative areas and nursing stations. Size and shape varies depending on the application and manufacturer selected.
F2010 | Basket, Wastepaper, Step-On | 1 | VV | "Step-on" wastepaper basket with inner liner and foot petal activated flip top.
M0506 | Television, Flat Screen | 1 | VV | Flat screen television with approximately 32'" to 40' diagonal screen size. The TV will have built-in speakers, NTSC tuner, a 16:9 wide screen aspect ratio, a minimum of 1280 x 768 resolution and a remote control.
M0755 | Flowmeter, Oxygen, Low Flow | 2 | VV | Oxygen flowmeter. Consists of a clear crystal flowtube calibrated to 3.5 or 8 LPM depending on manufacturer. For oxygen regulation in hospital settings. Database pricing includes DISS fitting and DISS power outlet and wall adapter. Other fitting and adapter configurations are available.
M0765 | Regulator, Vacuum | 2 | VV | Vacuum pressure regulator for connection to central piped vacuum system. Standard display scale is graduated at least from 0 to 200 mm Hg of vacuum. Displays on specialized regulators may cover other vacuum ranges. Regulator type (continuous, intermittent, continuous/intermittent, surgical, pediatric, thoracic, etc.) as required. To be used in delivery, neonatal, pediatrics or any area where suction is required. Database pricing reflects continuous regulators graduated to 200 mm Hg with a full line vacuum selection switch and DISS configured inlets and outlets.
M3070 | Hamper, Linen, Mobile, w/Lid | 1 | VV | Mobile linen hamper with hand or foot operated lid. Made of heavy tubular stainless steel with heavy gauge welded steel platform. Holds 25" hamper bags. Mounted on ball bearing casters. For linen transport in hospitals and clinics.
M3073 | Container, Biohazard Waste, Step-on, Fire Safe | 1 | VV | A biohazard waste container with a step-on lid. The container will have a capacity of approximately 12 gallons and be made of a fire safe material.
M4200 | Otoscope/Ophthalmoscope, Wall Mounted | 1 | VV | Wall mounted otoscope and ophthalmoscope. Includes 6 foot line cord and plug and accepts and includes two handles. Contains head turn-on/turn-off, built-in speculum tray and 8 foot coiled cords. Unit is designed for use in patient exam rooms.
M4655 | Stretcher, Mobile, CRS, 9 Position | 1 | VV | Mobile stretcher. All corrosion resistant stainless steel construction. It consists of a tubular frame with side rails, a 9-position hydraulic base with pneumatic fowler adjustment, and a 2" pad. Unit is mounted on 8" conductive casters. Designed for patient transport as well as for minor surgical procedures.
M7415 | Light, Exam, Wall Mounted | 1 | CC | Wall mounted examination light. Unit features high intensity color-corrected lighting, a tungsten halogen lamp and a supporting arm with minimum reach of 45 inches. Physical dimensions refer to the retracted light; one length of the dual swing arm from the wall mount in width and depth and the combined height of the lamp head and folded arms. See manufacturer's requirements for screws and pull-out strengths for mounting. Unit may also have a center mount detachable and sterilizable control handle. The unit is used in clinical treatment rooms and hospital rooms.
M7845 | Monitor, Physiological, Bedside, 4 Channel | 1 | VV | 4 channel bedside physiological monitor. The unit consist of a four-channel non-fade monochrome display monitor, an alarm system and printer-recording capabilities. The monitor has color coded controls and automatic calibration. The unit displays up to four waveforms simultaneously. The parameters to be monitored are user selectable. The monitor may be connected to a central monitoring station. The unit monitors patients in most acute care areas, step-down units, procedure rooms and emergency rooms.
M7910 | Thermometer, Electronic | 1 | VV | Electronic thermometer. Pocket size unit with easy to read zero Fahrenheit or zero Centigrade LCD display in approximately 20 seconds. Battery operated and enclosed in a heavy duty plastic case. Unit is hand-held portable and may be stand or wall mounted. For patient body temperature readings.
P3100 | Lavatory, Vitreous China, Slab Type | 1 | CC | Wall mounted, slab type, vitreous china, lavatory (approximate bowl size 7"x15"x10") with: faucet holes on 4" centers; gooseneck spout; wrist blade handles; and grid strainer. It shall be suitable for use in clinics, offices, washrooms or patient care area.
12 - SC149 UC MH E/T Nurse Observation Alcove, Clncl Sprt
JSN | Content Name | Qty | Acq | Description
A1010 | Telecommunication Outlet | 1 | CC | Telecommunication outlet location.
F0230 | Chair, Drafting, Rotary | 1 | VV | Drafting chair approximately 47" high X 20" wide X 20" deep with rotary stool and a 5 (five) star base with casters. Padded seat and back. Foot ring adjusts with chair.
F2000 | Basket, Wastepaper, Fire Resistant | 1 | VV | Wastepaper basket, fire resistant, approximately 40 quart capacity. This unit is used to collect and temporarily store small quantities of paper refuse in patient rooms, administrative areas and nursing stations. Size and shape varies depending on the application and manufacturer selected.
13 - CUC26 Mental Health Intervention Room, UC
JSN | Content Name | Qty | Acq | Description
A5219 | Bracket, Television Enclosure, Anti-Ligature | 1 | VV | Anti-Ligature TV enclosure typically found in Behavioral Health. Enclosures are custom made to fit multiple TV sizes with anti ligature design. Enclosure should be flushed mounted to the wall to prevent access to the mounting bracket or electrical cables. Enclosure should have a high strength screw security system to prevent tamper or theft. Some enclosures may have a sloped top with smooth curved edges and no external seams.
A6025 | Mirror, Safety, Convex | 1 | CC | Shall be an 18 inch convex circular mirror. It shall provide a 160-degree wide-field viewing area. The mirror shall be made of shatterproof acrylic or unbreakable polycarbonate. Shall come with mounting bracket.
F2245 | Camera, Video Surveillance, HD, IP Powered | 1 | VV | A high definition, full functional video surveillance camera. The camera is capable of full 1080p resolution at 30 frames per second while optimizing network usage with H.264, MPEG-4 and JPEG compression formats. Camera will have an open, standards-based design providing a platform for integration and operation as an independent device or as part of a surveillance network.
M0506 | Television, Flat Screen | 1 | VV | Flat screen television with approximately 32'" to 40' diagonal screen size. The TV will have built-in speakers, NTSC tuner, a 16:9 wide screen aspect ratio, a minimum of 1280 x 768 resolution and a remote control.
M7011 | Bed, Platform, Without Visible Legs, Psychiatric | 1 | VV | Platform bed and mattress with enclosed under carriage, no visible legs. Provided with 5/8" plywood deck, eight restraint holders, two at head and foot, three at each side, concealed steel frame, and means to bolt to the floor. Sides and ends are finished wood panels.
M7012 | Bed, Platform Riser, Psychiatric | 1 | VV | A free standing or floor mounted bed riser to pair with the Attenda Floor Mount Bed (see M7011) for staff friendly height, easy patient egress and convenient use of a patient lift device. The riser will be fire-retardant, high-impact molded polyethylene and chemically resistant to common solutions found in a healthcare environment.
14 - SC149 UC MH Intervention Room Nurse Observation Alcove, Clncl Sprt
JSN | Content Name | Qty | Acq | Description
A1010 | Telecommunication Outlet | 1 | CC | Telecommunication outlet location.
E0945 | Cart, Computer, Mobile | 1 | VV | A mobile computer cart for use throughout the facility. The cart dimensions will be approximately 45" H x 30" W x 22" D with casters. May include drawers and miscellaneous other accessories that will be determined at time of purchase. This Typical may include: 1 Cart Body, w/Computer Support, Style-A Narrow, w/Raised Edge Top 1 Flip-Up Shelf 1 Sharps Container Holder 1 Wastebasket 1 Chart Holder 2 Drawers, 3"H 2 Drawers, 6"H 3 Accessory Rail, Side Drawer Organizer Bins
F0230 | Chair, Drafting, Rotary | 1 | VV | Drafting chair approximately 47" high X 20" wide X 20" deep with rotary stool and a 5 (five) star base with casters. Padded seat and back. Foot ring adjusts with chair.
F2000 | Basket, Wastepaper, Fire Resistant | 1 | VV | Wastepaper basket, fire resistant, approximately 40 quart capacity. This unit is used to collect and temporarily store small quantities of paper refuse in patient rooms, administrative areas and nursing stations. Size and shape varies depending on the application and manufacturer selected.
15 - SB190 UC MH Patient Toilet, Bldg Sprt
JSN | Content Name | Qty | Acq | Description
A1086 | Mirror, Safety, Psychiatric | 1 | CC | A one-piece stamped stainless steel mirror. The mirror will be engineered and suitable for continuous daily use in a psychiatric medical environment.
A5074 | Soap Dish, Recessed, SS, Psychiatric | 1 | CC | A recessed stainless steel soap dish. The soap dish may be surface mounted or chase mounted thru the wall. For use in a psychiatric medical environment.
A5081 | Dispenser, Paper Towel, SS, Recessed, Psychiatric | 1 | CC | A recessed stainless steel paper towel dispenser for use in a psychiatric setting. The dispenser may be a recessed shelf to place paper towels to ensure the safety of patients.
A5112 | Grab Bar, Psychiatric | 2 | CC | A 36" long grab bar of stainless steel or anodized aluminum for use as a gripping surface in bathrooms, shower stalls or bath tubs. The bar comes with a gap-filler between the bar and wall and will have concealed mounting flanges or snap over flanges to conceal mounting screws. A selection of mounting kits and concealed anchor devices are available from the manufacturers for different types of installations.
A5140 | Hook, Garment, Security | 1 | CC | Clothes hook used in patient rooms of psychiatric, drug abuse or alcohol rehab facilities.
A5196 | Dispenser, Toilet Tissue, Psychiatric | 1 | CC | A recessed single roll toilet tissue holder for use in psychiatric, drug abuse or alcohol rehab toilets.
A5207 | Bar, Towel, 1" Diameter, SS, Surface Mntd, Psych | 1 | CC | A surface mounted, satin finish stainless steel, 1" diameter, towel bar with concealed mounting flanges. Clearance between towel bar and wall shall be 1-1/2". Ends of towel bar pass through the flanges and are welded to form one structural unit. A selection of mounting kits and concealed anchor devices are available from the manufacturers for different types of installations. Available in various widths. Recommended for use in shower or bathtub rooms on psychiatric and/or detention wards. Pricing based upon a suggested standard width of 18".
P9160 | Lavatory, China, for Disturbed Patient | 1 | CC | Disturbed patient lavatory. Unit shall be constructed of vitreous china with integral faucet and soap dish. Shall have self-closing pushbutton valves. Used in psychiatric wards of the hospital.
P9400 | Toilet, Wall Hung, Siphon Jet, Psychiatric | 1 | CC | Siphon jet water closet/ toilet. This unit is wall hung with an elongated bowl, back spud push button flush valve, seat with open front and check hinge, and carrier. For general purpose use in restrooms on psychiatric patient nursing units.
16 - SB149 UC MH Patient Toilet / Shower, Bldg Sprt
JSN | Content Name | Qty | Acq | Description
A1086 | Mirror, Safety, Psychiatric | 1 | CC | A one-piece stamped stainless steel mirror. The mirror will be engineered and suitable for continuous daily use in a psychiatric medical environment.
A5074 | Soap Dish, Recessed, SS, Psychiatric | 1 | CC | A recessed stainless steel soap dish. The soap dish may be surface mounted or chase mounted thru the wall. For use in a psychiatric medical environment.
A5081 | Dispenser, Paper Towel, SS, Recessed, Psychiatric | 1 | CC | A recessed stainless steel paper towel dispenser for use in a psychiatric setting. The dispenser may be a recessed shelf to place paper towels to ensure the safety of patients.
A5112 | Grab Bar, Psychiatric | 2 | CC | A 36" long grab bar of stainless steel or anodized aluminum for use as a gripping surface in bathrooms, shower stalls or bath tubs. The bar comes with a gap-filler between the bar and wall and will have concealed mounting flanges or snap over flanges to conceal mounting screws. A selection of mounting kits and concealed anchor devices are available from the manufacturers for different types of installations.
A5140 | Hook, Garment, Security | 1 | CC | Clothes hook used in patient rooms of psychiatric, drug abuse or alcohol rehab facilities.
A5196 | Dispenser, Toilet Tissue, Psychiatric | 1 | CC | A recessed single roll toilet tissue holder for use in psychiatric, drug abuse or alcohol rehab toilets.
CT025 | Countertop, Solid Surface with Sink Combination | 1 | CC | A solid, nonporous countertop approximately 36"W x 22"D with a undercounter sink combination. The countertop is an acrylic-based solid surface product with a standard thickness of 1", and a 4" butt backsplash/curb. Surfaces will be easy to clean and maintain. Also referred to as a work surface or work top with sink. Available in a choice of colors, depths and sink shapes. Used for various applications in patient rooms, restrooms and throughout the facility. Usually a part of a casework interior design program. Unit does not include the drain and faucet.
F2000 | Basket, Wastepaper, Fire Resistant | 1 | VV | Wastepaper basket, fire resistant, approximately 40 quart capacity. This unit is used to collect and temporarily store small quantities of paper refuse in patient rooms, administrative areas and nursing stations. Size and shape varies depending on the application and manufacturer selected.
P5350 | Shower, Patient, Psychiatric | 1 | CC | Psychiatric patient shower. Shall be vandal-proof. Shower head shall be designed for prison use, shall have smooth surfaces with no projection that can be used as a catch or hook; shall have flat back arranged for bolting directly to the wall and shall be tapped for 1/2 inch pipe connecting to tempered water line; the head shall have a tamperproof removable face not less than 3-1/2 inch diameter; the shower head shall be installed not less than 6 feet above the floor and shall deliver the spray within a 3 foot circle.
P9400 | Toilet, Wall Hung, Siphon Jet, Psychiatric | 1 | CC | Siphon jet water closet/ toilet. This unit is wall hung with an elongated bowl, back spud push button flush valve, seat with open front and check hinge, and carrier. For general purpose use in restrooms on psychiatric patient nursing units.
17 - CUC24 GYN Exam / Treatment Room, UC
JSN | Content Name | Qty | Acq | Description
A1010 | Telecommunication Outlet | 4 | CC | Telecommunication outlet location.
A1014 | Telephone, Wall Mounted, 1 Line, With Speaker | 1 | VV | Telephone, wall mounted, 1 line, with speaker.
A1110 | Headwall, Prefabricated, General, 1-2 bed | 2 | CC | 1-2 bed, general, prefabricated headwall. Unit consists of a patient service module for general care, single or double bed type. It contains lighting, medical gases, electrical outlets, nurse call and bed bumper. Specify number and type of medical gas and electrical outlets. Size of module will vary by type and configuration of outlets.
A1205 | Lift System, Overhead, Patient Room w/Bath | 1 | VC | An overhead rail system specifically designed for patient lifting and movement for a single bed patient room including the bathroom. The system will consist of recessed or ceiling mounted primary and secondary rails, lift motor with rolling carriage, patient harness or seat, and a hand controller or control box with charger. System will facilitate lifting and movement of patient to and from bed to gurney, chair, bath, commode, or other requirement. Minimum lift capability is 550 pounds. Custom design of track layout by manufacturer is essential to meet individual facility requirements.
A5075 | Dispenser, Soap, Disposable | 1 | VV | Disposable soap dispenser. One-handed dispensing operation. Designed to accommodate disposable soap cartridge and valve.
A5077 | Dispenser, Hand Sanitizer, Hands-Free | 1 | VV | A touch free wall-mounted hand sanitizer dispenser. For use throughout a healthcare facility. Unit does not include the sanitizing liquid. Units are battery operated.
A5079 | Dispenser, Disinfectant Wipes, Wall-Mount | 1 | VV | Wall mounted high capacity dispenser for disinfecting wipes. Dispensers may be heavy gauge metal or durable plastic for multiple size canisters.
A5080 | Dispenser, Paper Towel, SS, Surface Mounted | 1 | CC | A surface mounted, satin finish stainless steel, single-fold, paper towel dispenser. Dispenser features: tumbler lock; front hinged at bottom; and refill indicator slot. Minimum capacity 400 single-fold paper towels. For general purpose use throughout the facility.
A5096 | Infection Control Center, Wall-Mounted | 1 | VV | Wall mounted infection control center designed for public waiting and reception areas. Provides spaces for dispensing sanitizer, masks and tissues. Available in a variety of finishes and wood framing material.
A5107 | Dispenser, Glove, Surgical/Examination, Wall Mntd | 1 | VV | Examination three (Small Medium, Large) glove dispenser box for wall mounting. Fabricated of either cold rolled steel with a white baked enamel finish, plastic or acrylic. Hardware not included, Option 3 powder coated steel.
A5111 | Waste Disposal Unit, Sharps Wall Mount | 1 | VC | The unit is designed for the disposal of sharps and complies with OSHA guidelines for the handling of sharps. It shall house a 5 quart container and be capable of being mounted on a wall. The unit shall be secured by a locked enclosure.
A5180 | Track, Cubicle, Surface Mounted, With Curtain | 1 | VV | Surface mounted cubicle track, with curtain. Track constructed of thick extruded aluminum. Equipped with self lubricating carriers, beaded drop chain hooks, and flame resistant curtain. To include removable end caps. Designed to be suspended around patient areas where privacy is needed. Price listed is per foot of the track, curtains to be priced per quote.
A5212 | Bracket, Television, Wall-Mounted, Tilt/Angle | 1 | VV | A wall mounted, tilt/angled TV bracket for 37" to 80" TVs. Mount will be a universal and VESA compliant unit with a load capacity of up to 130 lbs.
A5220 | Bracket, Television, Wall Backing | 1 | CC | Wall mounted television bracket backing which provides additional support and strength for the installation of the television bracket. Option available for interior or exterior plate and sized for 12", 16", or 24" stud spacing.
A6046 | Artwork, Decorative, With Frame | 1 | VV | This JSN is to be used for determining and defining location of decorative artwork.
E0945 | Cart, Computer, Mobile | 1 | VV | A mobile computer cart for use throughout the facility. The cart dimensions will be approximately 45" H x 30" W x 22" D with casters. May include drawers and miscellaneous other accessories that will be determined at time of purchase. This Typical may include: 1 Cart Body, w/Computer Support, Style-A Narrow, w/Raised Edge Top 1 Flip-Up Shelf 1 Sharps Container Holder 1 Wastebasket 1 Chart Holder 2 Drawers, 3"H 2 Drawers, 6"H 3 Accessory Rail, Side Drawer Organizer Bins
E0948 | Cart, General Storage, Mobile, 42"H x 32"W x 22"D | 1 | VV | THIS TYPICAL INCLUDES: 1 Cart Body, Style-A Narrow, w/Raised Edge Top 2 Drawers, 3" H 4 Drawers, 6" H 1 Accessory Rail, Side Drawer Organizer Bins
F0205 | Chair, Side With Arms | 1 | VV | Upholstered side chair, 32" high X 21" wide X 23" deep with arms, padded seats and padded backs. Seat height is a minimum of 17". Available with or without sled base.
F0340 | Stool, Self Adjusting | 1 | VV | Self adjusting stool. Consists of a foam padded upholstered seat with attached foot rest for added comfort. Mounted on swivel casters. Designed for doctor's use during examinations.
F2000 | Basket, Wastepaper, Fire Resistant | 1 | VV | Wastepaper basket, fire resistant, approximately 40 quart capacity. This unit is used to collect and temporarily store small quantities of paper refuse in patient rooms, administrative areas and nursing stations. Size and shape varies depending on the application and manufacturer selected.
F2010 | Basket, Wastepaper, Step-On | 1 | VV | "Step-on" wastepaper basket with inner liner and foot petal activated flip top.
F3200 | Clock, Battery, 12" Diameter | 1 | VV | Clock, 12" diameter. Round surface, easy to read numbers with sweep second hand. Wall mounted unit for use when impractical to install a fully synchronized clock system. Battery operated, (batteries not included).
M0506 | Television, Flat Screen | 1 | VV | Flat screen television with approximately 32'" to 40' diagonal screen size. The TV will have built-in speakers, NTSC tuner, a 16:9 wide screen aspect ratio, a minimum of 1280 x 768 resolution and a remote control.
M0755 | Flowmeter, Oxygen, Low Flow | 2 | VV | Oxygen flowmeter. Consists of a clear crystal flowtube calibrated to 3.5 or 8 LPM depending on manufacturer. For oxygen regulation in hospital settings. Database pricing includes DISS fitting and DISS power outlet and wall adapter. Other fitting and adapter configurations are available.
M0765 | Regulator, Vacuum | 2 | VV | Vacuum pressure regulator for connection to central piped vacuum system. Standard display scale is graduated at least from 0 to 200 mm Hg of vacuum. Displays on specialized regulators may cover other vacuum ranges. Regulator type (continuous, intermittent, continuous/intermittent, surgical, pediatric, thoracic, etc.) as required. To be used in delivery, neonatal, pediatrics or any area where suction is required. Database pricing reflects continuous regulators graduated to 200 mm Hg with a full line vacuum selection switch and DISS configured inlets and outlets.
M3070 | Hamper, Linen, Mobile, w/Lid | 1 | VV | Mobile linen hamper with hand or foot operated lid. Made of heavy tubular stainless steel with heavy gauge welded steel platform. Holds 25" hamper bags. Mounted on ball bearing casters. For linen transport in hospitals and clinics.
M3073 | Container, Biohazard Waste, Step-on, Fire Safe | 1 | VV | A biohazard waste container with a step-on lid. The container will have a capacity of approximately 12 gallons and be made of a fire safe material.
M4200 | Otoscope/Ophthalmoscope, Wall Mounted | 1 | VV | Wall mounted otoscope and ophthalmoscope. Includes 6 foot line cord and plug and accepts and includes two handles. Contains head turn-on/turn-off, built-in speculum tray and 8 foot coiled cords. Unit is designed for use in patient exam rooms.
M4660 | Stretcher, Recovery, Labor | 1 | VV | Labor recovery/ob-gyn procedure stretcher. The unit's height is adjustable and the patient bed has a manual backrest and crank operated knee gatch. The stretcher has 10" non-conductive carpet wheels, IV stand and folding chrome side-rails. The stretcher can be converted quickly to a birthing stretcher by removing the leg and foot section of the mattress. The available accessories include x-ray cassette holders, proctology boards, IV poles, fluid basins.
M7040 | Table, Overbed | 1 | VV | Overbed table. Adjustable height table constructed of heavy gauge steel. Mounted on 2" diameter twin swivel casters with bumper caps. Table top is constructed with a high pressure plastic laminated surface that resists chipping, scratching, and staining. It includes a vanity tray and a mirror. Table is designed for use over bed, wheelchair or large chair.
M7405 | Light, Exam, Ceiling Mounted | 1 | CC | Ceiling exam light. Consists of a lightheaded reflector supported by a ceiling mounted radial arm assembly that provides a wide range of positioning capabilities. Halogen bulbs and an intensity control provide cool, color corrected light. The minimum ceiling height in most cases is 8'-0"; refer to each manufacturer's specific installation requirements. Physical dimensions refer to the retracted light; one length of the dual swing arm around the center mount in width and depth and the combined height of the lamp head and folded arms. Unit may also have a center mount detachable and sterilizable control handle. For use in minor procedure or examination room applications.
M7845 | Monitor, Physiological, Bedside, 4 Channel | 1 | VV | 4 channel bedside physiological monitor. The unit consist of a four-channel non-fade monochrome display monitor, an alarm system and printer-recording capabilities. The monitor has color coded controls and automatic calibration. The unit displays up to four waveforms simultaneously. The parameters to be monitored are user selectable. The monitor may be connected to a central monitoring station. The unit monitors patients in most acute care areas, step-down units, procedure rooms and emergency rooms.
M7910 | Thermometer, Electronic | 1 | VV | Electronic thermometer. Pocket size unit with easy to read zero Fahrenheit or zero Centigrade LCD display in approximately 20 seconds. Battery operated and enclosed in a heavy duty plastic case. Unit is hand-held portable and may be stand or wall mounted. For patient body temperature readings.
M8905 | Pail, Utility, CRS, With Carriage | 1 | VV | Utility pail (kick bucket). Shall be a stainless steel 12 quart bucket for use in surgical operating rooms.
P3100 | Lavatory, Vitreous China, Slab Type | 1 | CC | Wall mounted, slab type, vitreous china, lavatory (approximate bowl size 7"x15"x10") with: faucet holes on 4" centers; gooseneck spout; wrist blade handles; and grid strainer. It shall be suitable for use in clinics, offices, washrooms or patient care area.
18 - SB172 UC GYN Patient Toilet, Bldg Sprt
JSN | Content Name | Qty | Acq | Description
A1066 | Mirror, Float Glass, With SS Frame | 1 | CC | A high quality 1/4" polished float glass mirror 36X18, framed in a one-piece, bright polished, stainless steel channel frame with 90Â° mitered corners. All edges of the mirror are protected by absorbing filler strips. Mirror has a galvanized steel back with integral horizontal hanging brackets and wall hanger for concealed mounting. For mounting above single wall mounted lavatories located in toilet areas, Doctors examination offices, etc. May also be used above double lavatories, either wall or countertop mounted, found in restroom areas.
A5075 | Dispenser, Soap, Disposable | 1 | VV | Disposable soap dispenser. One-handed dispensing operation. Designed to accommodate disposable soap cartridge and valve.
A5080 | Dispenser, Paper Towel, SS, Surface Mounted | 1 | CC | A surface mounted, satin finish stainless steel, single-fold, paper towel dispenser. Dispenser features: tumbler lock; front hinged at bottom; and refill indicator slot. Minimum capacity 400 single-fold paper towels. For general purpose use throughout the facility.
A5090 | Disposal, Sanitary Napkin, SS, Surface Mounted | 1 | CC | A surface mounted, satin finish stainless steel, sanitary napkin disposal. Disposal features a flip-up cover, secured to the container by a heavy duty stainless steel piano-hinge. Disposal may be secured to wall or toilet partition. For general purpose use in female toilet stalls or rooms and uni-sex toilet rooms.
A5115 | Grab Bar, Flip-Up, Heavy Duty | 2 | CC | A heavy duty flip-up safety rail for use in rest rooms. The grab bar will be constructed of stainless steel and will extend approximately 30" from the wall when in the extended position.
A5145 | Hook, Garment, Double, SS, Surface Mounted | 2 | CC | A surface mounted, satin finish stainless steel, double garment hook. Equipped with a concealed mounting bracket that is secured to a concealed wall plate. For general purpose use throughout the facility to hang various items of apparel.
A5200 | Dispenser, Toilet Tissue, SS, 2-Roll, Surface Mntd | 1 | CC | A concealed surface mounted, double roll, satin finish stainless steel, toilet tissue dispenser. Unit accommodates two standard-core toilet tissue rolls through 5" in diameter. Spindles are chrome plated plastic with a heavy-duty internal spring and turn freely for non-controlled delivery. For general purpose use in restrooms.
F2010 | Basket, Wastepaper, Step-On | 1 | VV | "Step-on" wastepaper basket with inner liner and foot petal activated flip top.
P3100 | Lavatory, Vitreous China, Slab Type | 1 | CC | Wall mounted, slab type, vitreous china, lavatory (approximate bowl size 7"x15"x10") with: faucet holes on 4" centers; gooseneck spout; wrist blade handles; and grid strainer. It shall be suitable for use in clinics, offices, washrooms or patient care area.
P9051 | Toilet, Floor Mounted, Siphon Jet | 1 | CC | Siphon jet water closet/ toilet. This unit is floor mounted with an elongated bowl, top spud flushometer, seat with open front and check hinge, and carrier. Height does not include seat. Seat is not included with all vendors. See comments.
19 - CUC41 UC GYN E/T PPE / Equipment Alcove, UC
JSN | Content Name | Qty | Acq | Description
A5077 | Dispenser, Hand Sanitizer, Hands-Free | 1 | VV | A touch free wall-mounted hand sanitizer dispenser. For use throughout a healthcare facility. Unit does not include the sanitizing liquid. Units are battery operated.
A5096 | Infection Control Center, Wall-Mounted | 1 | VV | Wall mounted infection control center designed for public waiting and reception areas. Provides spaces for dispensing sanitizer, masks and tissues. Available in a variety of finishes and wood framing material.
A5107 | Dispenser, Glove, Surgical/Examination, Wall Mntd | 1 | VV | Examination three (Small Medium, Large) glove dispenser box for wall mounting. Fabricated of either cold rolled steel with a white baked enamel finish, plastic or acrylic. Hardware not included, Option 3 powder coated steel.
20 - CUC31 Procedure Room, UC
JSN | Content Name | Qty | Acq | Description
A1010 | Telecommunication Outlet | 6 | CC | Telecommunication outlet location.
A1014 | Telephone, Wall Mounted, 1 Line, With Speaker | 1 | VV | Telephone, wall mounted, 1 line, with speaker.
A1122 | Column, Equipment Arm, Ceiling Mounted, Surgery | 1 | CC | A ceiling mounted retractable equipment arm for use in the OR. Designed to provide equipment placement support, power receptacles including low-voltage panels, gas outlets and flat screen mounting for a surgical suite. Unit will provide a range of motion of up to 330 degrees with arm providing additional vertical movement. Units are custom configured with multiple options available. Price is based on a unit with two (double) retractable arms. Also available are units for use in anesthesia, ICU and ER.
A1203 | Lift System, Overhead, Bariatric | 1 | CC | An overhead ceiling mounted rail system specifically designed for bariatric patient lifting and movement within a patient room. The system will consist of recessed or ceiling mounted primary and secondary rails, lift motor with carriage, patient harness or seat, and a hand controller or control box with charger (other charging options may be available). System will facilitate lifting and movement of patient to and from bed, to stretcher, chair, bathroom or other requirements. Lifting capacity is 1000 pounds. Custom design of track layout by manufacturer is essential to meet individual facility requirements.
A4015 | Clock, Elapsed Time, Electric | 1 | CC | Elapsed time digital electric clock. Single display time that can be used either as a clock or elapsed time indicator. Clock consists of buttons to set minutes, and hours for the time. For use in operating and delivery room, and medical service columns. Analog or digital displays may be provided as specified by the user.
A5075 | Dispenser, Soap, Disposable | 1 | VV | Disposable soap dispenser. One-handed dispensing operation. Designed to accommodate disposable soap cartridge and valve.
A5077 | Dispenser, Hand Sanitizer, Hands-Free | 1 | VV | A touch free wall-mounted hand sanitizer dispenser. For use throughout a healthcare facility. Unit does not include the sanitizing liquid. Units are battery operated.
A5080 | Dispenser, Paper Towel, SS, Surface Mounted | 1 | CC | A surface mounted, satin finish stainless steel, single-fold, paper towel dispenser. Dispenser features: tumbler lock; front hinged at bottom; and refill indicator slot. Minimum capacity 400 single-fold paper towels. For general purpose use throughout the facility.
A5096 | Infection Control Center, Wall-Mounted | 1 | VV | Wall mounted infection control center designed for public waiting and reception areas. Provides spaces for dispensing sanitizer, masks and tissues. Available in a variety of finishes and wood framing material.
A5107 | Dispenser, Glove, Surgical/Examination, Wall Mntd | 1 | VV | Examination three (Small Medium, Large) glove dispenser box for wall mounting. Fabricated of either cold rolled steel with a white baked enamel finish, plastic or acrylic. Hardware not included, Option 3 powder coated steel.
A5108 | Waste Disposal Unit, Sharps | 1 | VV | A container for collecting and transporting syringes and other sharps for decontamination and disposal. Available in 2 gallon and 8 gallon with locking rotor. Complies with OSHA regulations for handling sharps.
A5145 | Hook, Garment, Double, SS, Surface Mounted | 2 | CC | A surface mounted, satin finish stainless steel, double garment hook. Equipped with a concealed mounting bracket that is secured to a concealed wall plate. For general purpose use throughout the facility to hang various items of apparel.
A5180 | Track, Cubicle, Surface Mounted, With Curtain | 1 | VV | Surface mounted cubicle track, with curtain. Track constructed of thick extruded aluminum. Equipped with self lubricating carriers, beaded drop chain hooks, and flame resistant curtain. To include removable end caps. Designed to be suspended around patient areas where privacy is needed. Price listed is per foot of the track, curtains to be priced per quote.
A5212 | Bracket, Television, Wall-Mounted, Tilt/Angle | 1 | VV | A wall mounted, tilt/angled TV bracket for 37" to 80" TVs. Mount will be a universal and VESA compliant unit with a load capacity of up to 130 lbs.
A5220 | Bracket, Television, Wall Backing | 1 | CC | Wall mounted television bracket backing which provides additional support and strength for the installation of the television bracket. Option available for interior or exterior plate and sized for 12", 16", or 24" stud spacing.
E0945 | Cart, Computer, Mobile | 1 | VV | A mobile computer cart for use throughout the facility. The cart dimensions will be approximately 45" H x 30" W x 22" D with casters. May include drawers and miscellaneous other accessories that will be determined at time of purchase. This Typical may include: 1 Cart Body, w/Computer Support, Style-A Narrow, w/Raised Edge Top 1 Flip-Up Shelf 1 Sharps Container Holder 1 Wastebasket 1 Chart Holder 2 Drawers, 3"H 2 Drawers, 6"H 3 Accessory Rail, Side Drawer Organizer Bins
E0948 | Cart, General Storage, Mobile, 42"H x 32"W x 22"D | 2 | VV | THIS TYPICAL INCLUDES: 1 Cart Body, Style-A Narrow, w/Raised Edge Top 2 Drawers, 3" H 4 Drawers, 6" H 1 Accessory Rail, Side Drawer Organizer Bins
F0205 | Chair, Side With Arms | 1 | VV | Upholstered side chair, 32" high X 21" wide X 23" deep with arms, padded seats and padded backs. Seat height is a minimum of 17". Available with or without sled base.
F0340 | Stool, Self Adjusting | 1 | VV | Self adjusting stool. Consists of a foam padded upholstered seat with attached foot rest for added comfort. Mounted on swivel casters. Designed for doctor's use during examinations.
F2010 | Basket, Wastepaper, Step-On | 1 | VV | "Step-on" wastepaper basket with inner liner and foot petal activated flip top.
F3200 | Clock, Battery, 12" Diameter | 1 | VV | Clock, 12" diameter. Round surface, easy to read numbers with sweep second hand. Wall mounted unit for use when impractical to install a fully synchronized clock system. Battery operated, (batteries not included).
M0506 | Television, Flat Screen | 1 | VV | Flat screen television with approximately 32'" to 40' diagonal screen size. The TV will have built-in speakers, NTSC tuner, a 16:9 wide screen aspect ratio, a minimum of 1280 x 768 resolution and a remote control.
M0750 | Flowmeter, Air, Connect w/50 PSI Supply | 1 | VV | Air flowmeter. Unit has a stainless steel needle valve with clear flowtube for connection to 50 PSI air outlet from central pipeline system. Requires the appropriate adapter for connection to the wall outlet and fitting to connect to tubing. Database prices reflect fittings with an attached DISS power outlet. Other outlet and adapter configurations are available.
M0755 | Flowmeter, Oxygen, Low Flow | 2 | VV | Oxygen flowmeter. Consists of a clear crystal flowtube calibrated to 3.5 or 8 LPM depending on manufacturer. For oxygen regulation in hospital settings. Database pricing includes DISS fitting and DISS power outlet and wall adapter. Other fitting and adapter configurations are available.
M0765 | Regulator, Vacuum | 2 | VV | Vacuum pressure regulator for connection to central piped vacuum system. Standard display scale is graduated at least from 0 to 200 mm Hg of vacuum. Displays on specialized regulators may cover other vacuum ranges. Regulator type (continuous, intermittent, continuous/intermittent, surgical, pediatric, thoracic, etc.) as required. To be used in delivery, neonatal, pediatrics or any area where suction is required. Database pricing reflects continuous regulators graduated to 200 mm Hg with a full line vacuum selection switch and DISS configured inlets and outlets.
M3070 | Hamper, Linen, Mobile, w/Lid | 1 | VV | Mobile linen hamper with hand or foot operated lid. Made of heavy tubular stainless steel with heavy gauge welded steel platform. Holds 25" hamper bags. Mounted on ball bearing casters. For linen transport in hospitals and clinics.
M3072 | Frame, Infectious Waste Bag w/Lid | 1 | VV | Frame for an infectious waste collection bag. Made of heavy tubular stainless steel with heavy gauge welded steel platform. Adjust to hold 18" or 25" trash bags. Mounted on ball bearing casters and includes permanently mounted hinged lid. Provides means of bagging infectious waste at point of waste generation.
M3073 | Container, Biohazard Waste, Step-on, Fire Safe | 1 | VV | A biohazard waste container with a step-on lid. The container will have a capacity of approximately 12 gallons and be made of a fire safe material.
M4200 | Otoscope/Ophthalmoscope, Wall Mounted | 1 | VV | Wall mounted otoscope and ophthalmoscope. Includes 6 foot line cord and plug and accepts and includes two handles. Contains head turn-on/turn-off, built-in speculum tray and 8 foot coiled cords. Unit is designed for use in patient exam rooms.
M4255 | Stand, IV, Adjustable | 1 | VV | Adjustable IV stand with 4-hook arrangement. Stand has stainless steel construction with heavy weight base. It adjusts from 66 inches to 100 inches and is mounted on conductive rubber, ball bearing, swivel casters. Stand is used for administering intravenous solutions.
M4266 | Pump, Volumetric, Infusion, Multiple Line | 1 | VV | Volumetric infusion pump. Pump is self-regulating with automatic sensor and adjustable rate. Equipped with visual and audible alarms and up to 10 hour capacity battery. For the administration of a wide variety of therapeutic agents where precise control is required. Unit provides individual control to IV lines simultaneously.
M4655 | Stretcher, Mobile, CRS, 9 Position | 1 | VV | Mobile stretcher. All corrosion resistant stainless steel construction. It consists of a tubular frame with side rails, a 9-position hydraulic base with pneumatic fowler adjustment, and a 2" pad. Unit is mounted on 8" conductive casters. Designed for patient transport as well as for minor surgical procedures.
M7040 | Table, Overbed | 1 | VV | Overbed table. Adjustable height table constructed of heavy gauge steel. Mounted on 2" diameter twin swivel casters with bumper caps. Table top is constructed with a high pressure plastic laminated surface that resists chipping, scratching, and staining. It includes a vanity tray and a mirror. Table is designed for use over bed, wheelchair or large chair.
M7470 | Light, Surgical, Ceiling, Single, Small | 1 | CC | Ceiling mounted surgical light. Consists of a single lamp head up to 24" in diameter depending on the manufacturer. Unit provides heat filtered, color corrected light. Most lights require a minimum ceiling height of 8 feet 2 inches; check manufacturers' specific recommendations. Light head is in a movable yoke attached to a column hanging from the ceiling. For minor surgery and obstetrical procedures. Physical dimensions refer to the retracted light; one length of the dual swing arm around the center mount for width and depth and the height is the combined lamp head and folded arms height.
M7845 | Monitor, Physiological, Bedside, 4 Channel | 1 | VV | 4 channel bedside physiological monitor. The unit consist of a four-channel non-fade monochrome display monitor, an alarm system and printer-recording capabilities. The monitor has color coded controls and automatic calibration. The unit displays up to four waveforms simultaneously. The parameters to be monitored are user selectable. The monitor may be connected to a central monitoring station. The unit monitors patients in most acute care areas, step-down units, procedure rooms and emergency rooms.
M7910 | Thermometer, Electronic | 1 | VV | Electronic thermometer. Pocket size unit with easy to read zero Fahrenheit or zero Centigrade LCD display in approximately 20 seconds. Battery operated and enclosed in a heavy duty plastic case. Unit is hand-held portable and may be stand or wall mounted. For patient body temperature readings.
M8810 | Stand, Mayo | 1 | VV | Adjustable instrument table. Table is corrosion resistant stainless steel construction and is mounted on two casters with two skid rails. It has telescopic upright adjusts from 39 inches to 60 inches with automatic locking device, and removable 13"x19" instrument tray. Designed for use in operating and procedure rooms.
P3100 | Lavatory, Vitreous China, Slab Type | 1 | CC | Wall mounted, slab type, vitreous china, lavatory (approximate bowl size 7"x15"x10") with: faucet holes on 4" centers; gooseneck spout; wrist blade handles; and grid strainer. It shall be suitable for use in clinics, offices, washrooms or patient care area.
21 - SB201 UC Patient Toilet, Bldg Sprt
JSN | Content Name | Qty | Acq | Description
A1067 | Mirror, Float Glass, ADA Accessible | 1 | CC | A high quality 1/4" polished float glass mirror with a stainless steel frame. Frame holds mirror in a tilted position for accessibility and compliance with ADA requirements. Mirror has a galvanized steel back secured to frame with concealed screws with integral horizontal hanging brackets. Mirror shall be approximately 18" wide and 36" high. Other sizes are available.
A5075 | Dispenser, Soap, Disposable | 1 | VV | Disposable soap dispenser. One-handed dispensing operation. Designed to accommodate disposable soap cartridge and valve.
A5082 | Dispenser, Paper Towel, Sensor, Hands Free | 1 | CC | A surface mounted, sensor activated, automatic, roll paper towel dispenser. The unit dispenses a paper towel automatically only when hands are place in position below the dispenser for maximum sanitation and hygiene. May include adjustable settings for sheet length, time delay, and sensor range. Unit is battery operated or with optional AC power adapter.
A5090 | Disposal, Sanitary Napkin, SS, Surface Mounted | 1 | CC | A surface mounted, satin finish stainless steel, sanitary napkin disposal. Disposal features a flip-up cover, secured to the container by a heavy duty stainless steel piano-hinge. Disposal may be secured to wall or toilet partition. For general purpose use in female toilet stalls or rooms and uni-sex toilet rooms.
A5109 | Grab Bar, ABA Compliant, SS, 2-Wall, W/C Accessible | 1 | CC | 2-wall toilet stall/room grab bar with concealed mounting flanges and a satin finish stainless steel peened gripping surface.. Snap over flanges are provided to conceal mounting screws. A selection of mounting kits and concealed anchor devices are available from the manufacturers for different types of installations. Grab bar shall comply with all barrier-free accessibility guidelines for design, sizing, positioning, installation, and structural strength. For typical water closet applications in toilet stalls and rooms where Architectural Barriers Act grab bar requirements must be met.
A5145 | Hook, Garment, Double, SS, Surface Mounted | 1 | CC | A surface mounted, satin finish stainless steel, double garment hook. Equipped with a concealed mounting bracket that is secured to a concealed wall plate. For general purpose use throughout the facility to hang various items of apparel.
A5200 | Dispenser, Toilet Tissue, SS, 2-Roll, Surface Mntd | 1 | CC | A concealed surface mounted, double roll, satin finish stainless steel, toilet tissue dispenser. Unit accommodates two standard-core toilet tissue rolls through 5" in diameter. Spindles are chrome plated plastic with a heavy-duty internal spring and turn freely for non-controlled delivery. For general purpose use in restrooms.
CT025 | Countertop, Solid Surface with Sink Combination | 1 | CC | A solid, nonporous countertop approximately 36"W x 22"D with a undercounter sink combination. The countertop is an acrylic-based solid surface product with a standard thickness of 1", and a 4" butt backsplash/curb. Surfaces will be easy to clean and maintain. Also referred to as a work surface or work top with sink. Available in a choice of colors, depths and sink shapes. Used for various applications in patient rooms, restrooms and throughout the facility. Usually a part of a casework interior design program. Unit does not include the drain and faucet.
F2010 | Basket, Wastepaper, Step-On | 1 | VV | "Step-on" wastepaper basket with inner liner and foot petal activated flip top.
P9050 | Toilet, Wall Hung, Siphon Jet | 1 | CC | Siphon jet water closet/ toilet. This unit is wall hung with an elongated bowl, top spud flushometer, seat with open front and check hinge, and carrier. Used in restrooms throughout the health care facility.
22 - CL846 UC Laboratory, Path Svc
JSN | Content Name | Qty | Acq | Description
A1010 | Telecommunication Outlet | 1 | CC | Telecommunication outlet location.
A1014 | Telephone, Wall Mounted, 1 Line, With Speaker | 1 | VV | Telephone, wall mounted, 1 line, with speaker.
A5075 | Dispenser, Soap, Disposable | 1 | VV | Disposable soap dispenser. One-handed dispensing operation. Designed to accommodate disposable soap cartridge and valve.
A5077 | Dispenser, Hand Sanitizer, Hands-Free | 1 | VV | A touch free wall-mounted hand sanitizer dispenser. For use throughout a healthcare facility. Unit does not include the sanitizing liquid. Units are battery operated.
A5080 | Dispenser, Paper Towel, SS, Surface Mounted | 1 | CC | A surface mounted, satin finish stainless steel, single-fold, paper towel dispenser. Dispenser features: tumbler lock; front hinged at bottom; and refill indicator slot. Minimum capacity 400 single-fold paper towels. For general purpose use throughout the facility.
A5106 | Waste Disposal Unit, Sharps w/Glove Dispenser | 1 | VV | The unit is designed for the disposal of sharps and complies with OSHA guidelines for the handling of sharps. It shall house a 5 quart container and be capable of being mounted on a wall. It shall have a glove dispenser attached. The unit shall be secured by a locked enclosure.
E0573 | Workstation, Shipping/Receiving Lab, Minimal | 1 | VV | THIS TYPICAL INCLUDES: 1 Equipment Rail, System-Mt, 48"W 2 Clinical Panel, 80"H x 30"W 1 Module, 80"H x 24W, w/ 7-1/4inch utility chase, w/ service shelf 2 Module, 80"H x 48W , w/ 7-1/4inch utility chase, w/ service shelf 1 Vertical Chase Cover 2 Service Shelf 48W 2 Light 48W 2 Cantilevered Work Surface 30D x 48W 2 Lockable Flipper Unit, 48W 2 Adjustable Keyboard Tray 1 Sink Base Cabinet, Dbl. Door, Backsplash, w/Corian Top, 30D x 48W 1 Swing-Away Eyewash 1 SS Sink 19D x 33D 1 Gooseneck Mixing Faucet ASSY. With Wristbands 1 Strainer and Tailpiece 1 Coat Hook Drawer Organizer Bins * Connecting hardware required to complete installation.
F2010 | Basket, Wastepaper, Step-On | 1 | VV | "Step-on" wastepaper basket with inner liner and foot petal activated flip top.
L2250 | Hood, Fume, Bench | 1 | CC | Benchtop fumehood. This is an auxiliary air type to be sized as required. The unit will have a remote switch with a pilot light, a fluorescent light, an acid resistant fan and blower housing. The minimum average face velocity shall be 100 fpm. It shall include a steel frame sash that is heat resistant to 71 degrees centigrade. The static pressure loss shall not exceed 0.22 inches of water at 100 fpm face velocity. Other accessories and gases are as defined during the design of the facility.
M1801 | Computer, Microprocessing, w/Flat Panel Monitor | 1 | VV | Desk top microprocessing computer. The unit shall consist of a central processing mini tower, flat panel monitor, keyboard, mouse and speakers. The system shall have the following minimum characteristics: a 2.8 GHz Pentium processor; 512 MB memory; 80GB hard drive; 32/48x CD-ROMDVD combo; 1.44MB network interface card; video 32 MB NVIDIA; a 18 inch flat panel monitor. The computer is used throughout the facility to input, manipulate and retrieve information.
M1825 | Printer, Computer | 1 | VV | High resolution computer printer with a variety of type styles and sheet/envelope feeder trays. Database information reflects network ready, medium duty office style laser printers. Other types of printers (bubble jet, dot matrix, line or plotter) as well as light or heavy use capabilities are available.
M1830 | Printer, Label, Pharmacy | 1 | VV | Label printer for use in pharmacy applications. The printer shall be bench top standing. It shall be flexible enough to accommodate label sizes up to 4 inches, with a minimum print speed of 6 inches per second and a minimum resolution of 203 dpi.
M2020 | Cabinet, Storage, Safety, Built-In, Vented | 1 | CC | Safety storage cabinet. This unit is of double steel wall construction, with vented grounding attachment, raised leak proof door sill, and adjustable shelving. Equipped with two doors and three-point key lock. The construction meets standards set by OSHA and NFPA Code 30 requirements. Designed for storage of flammable type liquids. The cabinet fits into a laboratory casework configuration and its ventilation ports are in the back to leave the counterspace free. The cabinet requires ventilation ducting and an exhaust fan as part of the HVAC (heating, ventilation and air conditioning) system.
M3073 | Container, Biohazard Waste, Step-on, Fire Safe | 1 | VV | A biohazard waste container with a step-on lid. The container will have a capacity of approximately 12 gallons and be made of a fire safe material.
P1965 | Eyewash, Eye/Face, Sink Mounted, Hands-free | 1 | CC | A sink mounted eyewash station. The unit is designed for emergency eye and face rinsing from soft flow dual spray-heads. The Flow must be activated by the single momentary action and remain on until terminated.
P2450 | Valve, Mixing, Thermostatic | 1 | CC | Thermostatic mixing valve with washout hose. Used with portable whirlpool equipment. Thermostatic valve is used to maintain temperature between 70 and 110 degree Fahrenheit, with a flow rate of 20 gallons a minute. The washout hose assembly is used to wash out tanks after treatment. Used in physical therapy department to provide comfortable water temperature for patient treatments.
23 - CUC33 Point-of-Care (POC) Testing Alcove, UC
JSN | Content Name | Qty | Acq | Description
A1010 | Telecommunication Outlet | 3 | CC | Telecommunication outlet location.
A1014 | Telephone, Wall Mounted, 1 Line, With Speaker | 1 | VV | Telephone, wall mounted, 1 line, with speaker.
A5075 | Dispenser, Soap, Disposable | 2 | VV | Disposable soap dispenser. One-handed dispensing operation. Designed to accommodate disposable soap cartridge and valve.
A5080 | Dispenser, Paper Towel, SS, Surface Mounted | 2 | CC | A surface mounted, satin finish stainless steel, single-fold, paper towel dispenser. Dispenser features: tumbler lock; front hinged at bottom; and refill indicator slot. Minimum capacity 400 single-fold paper towels. For general purpose use throughout the facility.
A5096 | Infection Control Center, Wall-Mounted | 1 | VV | Wall mounted infection control center designed for public waiting and reception areas. Provides spaces for dispensing sanitizer, masks and tissues. Available in a variety of finishes and wood framing material.
A5107 | Dispenser, Glove, Surgical/Examination, Wall Mntd | 1 | VV | Examination three (Small Medium, Large) glove dispenser box for wall mounting. Fabricated of either cold rolled steel with a white baked enamel finish, plastic or acrylic. Hardware not included, Option 3 powder coated steel.
A5111 | Waste Disposal Unit, Sharps Wall Mount | 1 | VC | The unit is designed for the disposal of sharps and complies with OSHA guidelines for the handling of sharps. It shall house a 5 quart container and be capable of being mounted on a wall. The unit shall be secured by a locked enclosure.
C01D0 | Cabinet, U/C/B, 4 Drawer, 36x18x22 | 1 | CC | Standing height under counter base cabinet with four full width drawers of equal height. Also referred to as a drawer cabinet. For general purpose use throughout the facility.
C02Q0 | Cabinet, Sink, U/C/B, 1 Door, 36x24x22 | 2 | CC | Standing height under counter base sink cabinet with a solid right or left-hinged door (appropriate door configuration to be indicated on equipment elevation drawings). Also referred to as a single-door sink cabinet. For general purpose use throughout the facility where a sink is to be used. Coordinate actual clear cabinet dimension with the actual outside dimension of sink that is specified to ensure that they are compatible.
CA021 | Cabinet, W/H, 2 Shelf, 1 DO, Non-Sloping Top 38x24x13 | 1 | CC | Wall hung cabinet with two adjustable shelves, solid right or left-hinged door (appropriate door hinge configuration to be indicated on equipment elevation drawings).
CS180 | Sink, SS, Single Compartment, 12x22x16 ID | 2 | CC | Single compartment stainless steel sink, drop-in, self-rimming, ledge-type, connected with a drain and provided with a mixing faucet. It shall also be provided with pre-punched fixture holes on 4" center, integral back ledge to accommodate deck-mounted fixtures, brushed/polished interior and top surfaces, and sound deadened. Recommended for use in suspended or U/C/B sink cabinets having a high plastic laminate or Chemsurf laminate countertop/work surface. Coordinate actual outside sink dimensions with the actual clear dimension of cabinet specified to ensure that they are compatible. For general purpose use throughout the facility.
CT020 | Countertop, Solid Surface | 1 | CC | A solid, nonporous countertop with a smooth seamless appearance. Easy to clean and maintain and with proper cleaning does not support the growth of mold. An acrylic-based solid surface product. Standard thickness of 1", and a 4" butt backsplash/curb. Also referred to as a work surface or work top. Available in a choice of colors and depths. Used in lab and other hospital areas requiring optimum physical and chemical resisting properties.
F2010 | Basket, Wastepaper, Step-On | 1 | VV | "Step-on" wastepaper basket with inner liner and foot petal activated flip top.
M3073 | Container, Biohazard Waste, Step-on, Fire Safe | 1 | VV | A biohazard waste container with a step-on lid. The container will have a capacity of approximately 12 gallons and be made of a fire safe material.
24 - SC189 UC Handwashing Station, Clncl Sprt
JSN | Content Name | Qty | Acq | Description
A1067 | Mirror, Float Glass, ADA Accessible | 1 | CC | A high quality 1/4" polished float glass mirror with a stainless steel frame. Frame holds mirror in a tilted position for accessibility and compliance with ADA requirements. Mirror has a galvanized steel back secured to frame with concealed screws with integral horizontal hanging brackets. Mirror shall be approximately 18" wide and 36" high. Other sizes are available.
A5075 | Dispenser, Soap, Disposable | 1 | VV | Disposable soap dispenser. One-handed dispensing operation. Designed to accommodate disposable soap cartridge and valve.
A5080 | Dispenser, Paper Towel, SS, Surface Mounted | 1 | CC | A surface mounted, satin finish stainless steel, single-fold, paper towel dispenser. Dispenser features: tumbler lock; front hinged at bottom; and refill indicator slot. Minimum capacity 400 single-fold paper towels. For general purpose use throughout the facility.
F2010 | Basket, Wastepaper, Step-On | 1 | VV | "Step-on" wastepaper basket with inner liner and foot petal activated flip top.
P3100 | Lavatory, Vitreous China, Slab Type | 1 | CC | Wall mounted, slab type, vitreous china, lavatory (approximate bowl size 7"x15"x10") with: faucet holes on 4" centers; gooseneck spout; wrist blade handles; and grid strainer. It shall be suitable for use in clinics, offices, washrooms or patient care area.
25 - CUC34 Outbound / Inbound Staging / Holding, UC
JSN | Content Name | Qty | Acq | Description
A1010 | Telecommunication Outlet | 1 | CC | Telecommunication outlet location.
A5077 | Dispenser, Hand Sanitizer, Hands-Free | 1 | VV | A touch free wall-mounted hand sanitizer dispenser. For use throughout a healthcare facility. Unit does not include the sanitizing liquid. Units are battery operated.
A5212 | Bracket, Television, Wall-Mounted, Tilt/Angle | 1 | VV | A wall mounted, tilt/angled TV bracket for 37" to 80" TVs. Mount will be a universal and VESA compliant unit with a load capacity of up to 130 lbs.
A5220 | Bracket, Television, Wall Backing | 1 | CC | Wall mounted television bracket backing which provides additional support and strength for the installation of the television bracket. Option available for interior or exterior plate and sized for 12", 16", or 24" stud spacing.
A6046 | Artwork, Decorative, With Frame | 1 | VV | This JSN is to be used for determining and defining location of decorative artwork.
F0205 | Chair, Side With Arms | 2 | VV | Upholstered side chair, 32" high X 21" wide X 23" deep with arms, padded seats and padded backs. Seat height is a minimum of 17". Available with or without sled base.
F2000 | Basket, Wastepaper, Fire Resistant | 1 | VV | Wastepaper basket, fire resistant, approximately 40 quart capacity. This unit is used to collect and temporarily store small quantities of paper refuse in patient rooms, administrative areas and nursing stations. Size and shape varies depending on the application and manufacturer selected.
F3200 | Clock, Battery, 12" Diameter | 1 | VV | Clock, 12" diameter. Round surface, easy to read numbers with sweep second hand. Wall mounted unit for use when impractical to install a fully synchronized clock system. Battery operated, (batteries not included).
M0506 | Television, Flat Screen | 1 | VV | Flat screen television with approximately 32'" to 40' diagonal screen size. The TV will have built-in speakers, NTSC tuner, a 16:9 wide screen aspect ratio, a minimum of 1280 x 768 resolution and a remote control.
M4655 | Stretcher, Mobile, CRS, 9 Position | 1 | VV | Mobile stretcher. All corrosion resistant stainless steel construction. It consists of a tubular frame with side rails, a 9-position hydraulic base with pneumatic fowler adjustment, and a 2" pad. Unit is mounted on 8" conductive casters. Designed for patient transport as well as for minor surgical procedures.
M7845 | Monitor, Physiological, Bedside, 4 Channel | 1 | VV | 4 channel bedside physiological monitor. The unit consist of a four-channel non-fade monochrome display monitor, an alarm system and printer-recording capabilities. The monitor has color coded controls and automatic calibration. The unit displays up to four waveforms simultaneously. The parameters to be monitored are user selectable. The monitor may be connected to a central monitoring station. The unit monitors patients in most acute care areas, step-down units, procedure rooms and emergency rooms.
26 - SB191 UC Staff Toilet, Bldg Sprt
JSN | Content Name | Qty | Acq | Description
A1067 | Mirror, Float Glass, ADA Accessible | 1 | CC | A high quality 1/4" polished float glass mirror with a stainless steel frame. Frame holds mirror in a tilted position for accessibility and compliance with ADA requirements. Mirror has a galvanized steel back secured to frame with concealed screws with integral horizontal hanging brackets. Mirror shall be approximately 18" wide and 36" high. Other sizes are available.
A5075 | Dispenser, Soap, Disposable | 1 | VV | Disposable soap dispenser. One-handed dispensing operation. Designed to accommodate disposable soap cartridge and valve.
A5082 | Dispenser, Paper Towel, Sensor, Hands Free | 1 | CC | A surface mounted, sensor activated, automatic, roll paper towel dispenser. The unit dispenses a paper towel automatically only when hands are place in position below the dispenser for maximum sanitation and hygiene. May include adjustable settings for sheet length, time delay, and sensor range. Unit is battery operated or with optional AC power adapter.
A5090 | Disposal, Sanitary Napkin, SS, Surface Mounted | 1 | CC | A surface mounted, satin finish stainless steel, sanitary napkin disposal. Disposal features a flip-up cover, secured to the container by a heavy duty stainless steel piano-hinge. Disposal may be secured to wall or toilet partition. For general purpose use in female toilet stalls or rooms and uni-sex toilet rooms.
A5109 | Grab Bar, ABA Compliant, SS, 2-Wall, W/C Accessible | 1 | CC | 2-wall toilet stall/room grab bar with concealed mounting flanges and a satin finish stainless steel peened gripping surface.. Snap over flanges are provided to conceal mounting screws. A selection of mounting kits and concealed anchor devices are available from the manufacturers for different types of installations. Grab bar shall comply with all barrier-free accessibility guidelines for design, sizing, positioning, installation, and structural strength. For typical water closet applications in toilet stalls and rooms where Architectural Barriers Act grab bar requirements must be met.
A5145 | Hook, Garment, Double, SS, Surface Mounted | 1 | CC | A surface mounted, satin finish stainless steel, double garment hook. Equipped with a concealed mounting bracket that is secured to a concealed wall plate. For general purpose use throughout the facility to hang various items of apparel.
A5200 | Dispenser, Toilet Tissue, SS, 2-Roll, Surface Mntd | 1 | CC | A concealed surface mounted, double roll, satin finish stainless steel, toilet tissue dispenser. Unit accommodates two standard-core toilet tissue rolls through 5" in diameter. Spindles are chrome plated plastic with a heavy-duty internal spring and turn freely for non-controlled delivery. For general purpose use in restrooms.
F2010 | Basket, Wastepaper, Step-On | 1 | VV | "Step-on" wastepaper basket with inner liner and foot petal activated flip top.
P3200 | Lavatory, Vitreous China, Slab Type w/Sens Op Fauc | 1 | CC | Wall mounted, slab type, vitreous china, lavatory (approximately 7 x 15 x 10 inches) with faucet holes on 4 inch centers; electronic sensor operated, goose neck spout and grid strainer. It shall be suitable for use in clinics, offices and patient care areas.
P9050 | Toilet, Wall Hung, Siphon Jet | 1 | CC | Siphon jet water closet/ toilet. This unit is wall hung with an elongated bowl, top spud flushometer, seat with open front and check hinge, and carrier. Used in restrooms throughout the health care facility.
5 - URGENT CARE: Staff Work Area
1 - SS215 UC MD/NP/PA Provider Workstation, Stff Sprt
JSN | Content Name | Qty | Acq | Description
A1010 | Telecommunication Outlet | 2 | CC | Telecommunication outlet location.
A1015 | Telephone, Desk, Multiple Line | 1 | VV | Telephone, desk, multiple line.
E0120 | Workstation, Straight, Free Standing, 60" W | 1 | VV | This JSN will provide a whole work station typical to quickly plan work areas in clinical or administrative spaces. There will be a price decrease if typical work stations are used with vertical hanging strips instead of panels. THIS TYPICAL INCLUDES: 3 Standard Solid Panels 1 Panel - to Panel Connector 1 Panel Connector, 2-Way Corner 2 Finished End Hardware 1 Cantilevered, Work Surface 2 Lockable Flipper Units 2 Lights 1 Tack board 1 Tool Rail 1 Paper Tray 1 Diagonal Tray 1 Adjustable Keyboard Tray 1 Mobile Pedestal, Box/File 1 Support Panel
F0275 | Chair, Swivel, High Back | 1 | VV | Highback contemporary swivel chair, 41" high X 23" wide X 23" deep with five (5) caster swivel base and arms. Chair may be used at desks or in conference rooms. Back and seat are foam padded and upholstered with either woven textile fabric or vinyl.
F0420 | Cabinet, Filing, Lateral, Half Height | 1 | VV | Half height two (2) or three (3) drawer lateral filing cabinet, 28" high X 42" wide X 18" deep with recessed handles, locking device and drawer label holders. Drawers are adaptable to either letter or legal size materials.
F2000 | Basket, Wastepaper, Fire Resistant | 1 | VV | Wastepaper basket, fire resistant, approximately 40 quart capacity. This unit is used to collect and temporarily store small quantities of paper refuse in patient rooms, administrative areas and nursing stations. Size and shape varies depending on the application and manufacturer selected.
M1800 | Monitor, Computer | 4 | VV | A high definition LED computer monitor with minimum 1920 x 1080 resolution, 4ms response time, 25 inch class display size, compatible with desk or arm mounted. Monitor is VESA compatible and Energy Star compliant.
M1801 | Computer, Microprocessing, w/Flat Panel Monitor | 1 | VV | Desk top microprocessing computer. The unit shall consist of a central processing mini tower, flat panel monitor, keyboard, mouse and speakers. The system shall have the following minimum characteristics: a 2.8 GHz Pentium processor; 512 MB memory; 80GB hard drive; 32/48x CD-ROMDVD combo; 1.44MB network interface card; video 32 MB NVIDIA; a 18 inch flat panel monitor. The computer is used throughout the facility to input, manipulate and retrieve information.
2 - SS215 UC MH Provider Workstation, Stff Sprt
JSN | Content Name | Qty | Acq | Description
A1010 | Telecommunication Outlet | 2 | CC | Telecommunication outlet location.
A1015 | Telephone, Desk, Multiple Line | 1 | VV | Telephone, desk, multiple line.
E0120 | Workstation, Straight, Free Standing, 60" W | 1 | VV | This JSN will provide a whole work station typical to quickly plan work areas in clinical or administrative spaces. There will be a price decrease if typical work stations are used with vertical hanging strips instead of panels. THIS TYPICAL INCLUDES: 3 Standard Solid Panels 1 Panel - to Panel Connector 1 Panel Connector, 2-Way Corner 2 Finished End Hardware 1 Cantilevered, Work Surface 2 Lockable Flipper Units 2 Lights 1 Tack board 1 Tool Rail 1 Paper Tray 1 Diagonal Tray 1 Adjustable Keyboard Tray 1 Mobile Pedestal, Box/File 1 Support Panel
F0275 | Chair, Swivel, High Back | 1 | VV | Highback contemporary swivel chair, 41" high X 23" wide X 23" deep with five (5) caster swivel base and arms. Chair may be used at desks or in conference rooms. Back and seat are foam padded and upholstered with either woven textile fabric or vinyl.
F0420 | Cabinet, Filing, Lateral, Half Height | 1 | VV | Half height two (2) or three (3) drawer lateral filing cabinet, 28" high X 42" wide X 18" deep with recessed handles, locking device and drawer label holders. Drawers are adaptable to either letter or legal size materials.
F2000 | Basket, Wastepaper, Fire Resistant | 1 | VV | Wastepaper basket, fire resistant, approximately 40 quart capacity. This unit is used to collect and temporarily store small quantities of paper refuse in patient rooms, administrative areas and nursing stations. Size and shape varies depending on the application and manufacturer selected.
M1800 | Monitor, Computer | 4 | VV | A high definition LED computer monitor with minimum 1920 x 1080 resolution, 4ms response time, 25 inch class display size, compatible with desk or arm mounted. Monitor is VESA compatible and Energy Star compliant.
M1801 | Computer, Microprocessing, w/Flat Panel Monitor | 1 | VV | Desk top microprocessing computer. The unit shall consist of a central processing mini tower, flat panel monitor, keyboard, mouse and speakers. The system shall have the following minimum characteristics: a 2.8 GHz Pentium processor; 512 MB memory; 80GB hard drive; 32/48x CD-ROMDVD combo; 1.44MB network interface card; video 32 MB NVIDIA; a 18 inch flat panel monitor. The computer is used throughout the facility to input, manipulate and retrieve information.
3 - SS215 UC Consultant Provider Workstation, Stff Sprt
JSN | Content Name | Qty | Acq | Description
A1010 | Telecommunication Outlet | 2 | CC | Telecommunication outlet location.
A1015 | Telephone, Desk, Multiple Line | 1 | VV | Telephone, desk, multiple line.
E0120 | Workstation, Straight, Free Standing, 60" W | 1 | VV | This JSN will provide a whole work station typical to quickly plan work areas in clinical or administrative spaces. There will be a price decrease if typical work stations are used with vertical hanging strips instead of panels. THIS TYPICAL INCLUDES: 3 Standard Solid Panels 1 Panel - to Panel Connector 1 Panel Connector, 2-Way Corner 2 Finished End Hardware 1 Cantilevered, Work Surface 2 Lockable Flipper Units 2 Lights 1 Tack board 1 Tool Rail 1 Paper Tray 1 Diagonal Tray 1 Adjustable Keyboard Tray 1 Mobile Pedestal, Box/File 1 Support Panel
F0275 | Chair, Swivel, High Back | 1 | VV | Highback contemporary swivel chair, 41" high X 23" wide X 23" deep with five (5) caster swivel base and arms. Chair may be used at desks or in conference rooms. Back and seat are foam padded and upholstered with either woven textile fabric or vinyl.
F0420 | Cabinet, Filing, Lateral, Half Height | 1 | VV | Half height two (2) or three (3) drawer lateral filing cabinet, 28" high X 42" wide X 18" deep with recessed handles, locking device and drawer label holders. Drawers are adaptable to either letter or legal size materials.
F2000 | Basket, Wastepaper, Fire Resistant | 1 | VV | Wastepaper basket, fire resistant, approximately 40 quart capacity. This unit is used to collect and temporarily store small quantities of paper refuse in patient rooms, administrative areas and nursing stations. Size and shape varies depending on the application and manufacturer selected.
M1800 | Monitor, Computer | 4 | VV | A high definition LED computer monitor with minimum 1920 x 1080 resolution, 4ms response time, 25 inch class display size, compatible with desk or arm mounted. Monitor is VESA compatible and Energy Star compliant.
M1801 | Computer, Microprocessing, w/Flat Panel Monitor | 1 | VV | Desk top microprocessing computer. The unit shall consist of a central processing mini tower, flat panel monitor, keyboard, mouse and speakers. The system shall have the following minimum characteristics: a 2.8 GHz Pentium processor; 512 MB memory; 80GB hard drive; 32/48x CD-ROMDVD combo; 1.44MB network interface card; video 32 MB NVIDIA; a 18 inch flat panel monitor. The computer is used throughout the facility to input, manipulate and retrieve information.
4 - SS215 UC Charge Nurse Workstation, Stff Sprt
JSN | Content Name | Qty | Acq | Description
A1010 | Telecommunication Outlet | 2 | CC | Telecommunication outlet location.
A1015 | Telephone, Desk, Multiple Line | 1 | VV | Telephone, desk, multiple line.
E0120 | Workstation, Straight, Free Standing, 60" W | 1 | VV | This JSN will provide a whole work station typical to quickly plan work areas in clinical or administrative spaces. There will be a price decrease if typical work stations are used with vertical hanging strips instead of panels. THIS TYPICAL INCLUDES: 3 Standard Solid Panels 1 Panel - to Panel Connector 1 Panel Connector, 2-Way Corner 2 Finished End Hardware 1 Cantilevered, Work Surface 2 Lockable Flipper Units 2 Lights 1 Tack board 1 Tool Rail 1 Paper Tray 1 Diagonal Tray 1 Adjustable Keyboard Tray 1 Mobile Pedestal, Box/File 1 Support Panel
F0275 | Chair, Swivel, High Back | 1 | VV | Highback contemporary swivel chair, 41" high X 23" wide X 23" deep with five (5) caster swivel base and arms. Chair may be used at desks or in conference rooms. Back and seat are foam padded and upholstered with either woven textile fabric or vinyl.
F0420 | Cabinet, Filing, Lateral, Half Height | 1 | VV | Half height two (2) or three (3) drawer lateral filing cabinet, 28" high X 42" wide X 18" deep with recessed handles, locking device and drawer label holders. Drawers are adaptable to either letter or legal size materials.
F2000 | Basket, Wastepaper, Fire Resistant | 1 | VV | Wastepaper basket, fire resistant, approximately 40 quart capacity. This unit is used to collect and temporarily store small quantities of paper refuse in patient rooms, administrative areas and nursing stations. Size and shape varies depending on the application and manufacturer selected.
M1800 | Monitor, Computer | 4 | VV | A high definition LED computer monitor with minimum 1920 x 1080 resolution, 4ms response time, 25 inch class display size, compatible with desk or arm mounted. Monitor is VESA compatible and Energy Star compliant.
M1801 | Computer, Microprocessing, w/Flat Panel Monitor | 1 | VV | Desk top microprocessing computer. The unit shall consist of a central processing mini tower, flat panel monitor, keyboard, mouse and speakers. The system shall have the following minimum characteristics: a 2.8 GHz Pentium processor; 512 MB memory; 80GB hard drive; 32/48x CD-ROMDVD combo; 1.44MB network interface card; video 32 MB NVIDIA; a 18 inch flat panel monitor. The computer is used throughout the facility to input, manipulate and retrieve information.
5 - SS215 UC Nurse Workstation, Stff Sprt
JSN | Content Name | Qty | Acq | Description
A1010 | Telecommunication Outlet | 2 | CC | Telecommunication outlet location.
A1015 | Telephone, Desk, Multiple Line | 1 | VV | Telephone, desk, multiple line.
E0120 | Workstation, Straight, Free Standing, 60" W | 1 | VV | This JSN will provide a whole work station typical to quickly plan work areas in clinical or administrative spaces. There will be a price decrease if typical work stations are used with vertical hanging strips instead of panels. THIS TYPICAL INCLUDES: 3 Standard Solid Panels 1 Panel - to Panel Connector 1 Panel Connector, 2-Way Corner 2 Finished End Hardware 1 Cantilevered, Work Surface 2 Lockable Flipper Units 2 Lights 1 Tack board 1 Tool Rail 1 Paper Tray 1 Diagonal Tray 1 Adjustable Keyboard Tray 1 Mobile Pedestal, Box/File 1 Support Panel
F0275 | Chair, Swivel, High Back | 1 | VV | Highback contemporary swivel chair, 41" high X 23" wide X 23" deep with five (5) caster swivel base and arms. Chair may be used at desks or in conference rooms. Back and seat are foam padded and upholstered with either woven textile fabric or vinyl.
F0420 | Cabinet, Filing, Lateral, Half Height | 1 | VV | Half height two (2) or three (3) drawer lateral filing cabinet, 28" high X 42" wide X 18" deep with recessed handles, locking device and drawer label holders. Drawers are adaptable to either letter or legal size materials.
F2000 | Basket, Wastepaper, Fire Resistant | 1 | VV | Wastepaper basket, fire resistant, approximately 40 quart capacity. This unit is used to collect and temporarily store small quantities of paper refuse in patient rooms, administrative areas and nursing stations. Size and shape varies depending on the application and manufacturer selected.
M1800 | Monitor, Computer | 4 | VV | A high definition LED computer monitor with minimum 1920 x 1080 resolution, 4ms response time, 25 inch class display size, compatible with desk or arm mounted. Monitor is VESA compatible and Energy Star compliant.
M1801 | Computer, Microprocessing, w/Flat Panel Monitor | 1 | VV | Desk top microprocessing computer. The unit shall consist of a central processing mini tower, flat panel monitor, keyboard, mouse and speakers. The system shall have the following minimum characteristics: a 2.8 GHz Pentium processor; 512 MB memory; 80GB hard drive; 32/48x CD-ROMDVD combo; 1.44MB network interface card; video 32 MB NVIDIA; a 18 inch flat panel monitor. The computer is used throughout the facility to input, manipulate and retrieve information.
6 - SS215 UC Telemetry Monitoring Workstation, Stff Sprt
JSN | Content Name | Qty | Acq | Description
A1010 | Telecommunication Outlet | 2 | CC | Telecommunication outlet location.
A1015 | Telephone, Desk, Multiple Line | 1 | VV | Telephone, desk, multiple line.
E0120 | Workstation, Straight, Free Standing, 60" W | 1 | VV | This JSN will provide a whole work station typical to quickly plan work areas in clinical or administrative spaces. There will be a price decrease if typical work stations are used with vertical hanging strips instead of panels. THIS TYPICAL INCLUDES: 3 Standard Solid Panels 1 Panel - to Panel Connector 1 Panel Connector, 2-Way Corner 2 Finished End Hardware 1 Cantilevered, Work Surface 2 Lockable Flipper Units 2 Lights 1 Tack board 1 Tool Rail 1 Paper Tray 1 Diagonal Tray 1 Adjustable Keyboard Tray 1 Mobile Pedestal, Box/File 1 Support Panel
F0275 | Chair, Swivel, High Back | 1 | VV | Highback contemporary swivel chair, 41" high X 23" wide X 23" deep with five (5) caster swivel base and arms. Chair may be used at desks or in conference rooms. Back and seat are foam padded and upholstered with either woven textile fabric or vinyl.
F0420 | Cabinet, Filing, Lateral, Half Height | 1 | VV | Half height two (2) or three (3) drawer lateral filing cabinet, 28" high X 42" wide X 18" deep with recessed handles, locking device and drawer label holders. Drawers are adaptable to either letter or legal size materials.
F2000 | Basket, Wastepaper, Fire Resistant | 1 | VV | Wastepaper basket, fire resistant, approximately 40 quart capacity. This unit is used to collect and temporarily store small quantities of paper refuse in patient rooms, administrative areas and nursing stations. Size and shape varies depending on the application and manufacturer selected.
M1800 | Monitor, Computer | 4 | VV | A high definition LED computer monitor with minimum 1920 x 1080 resolution, 4ms response time, 25 inch class display size, compatible with desk or arm mounted. Monitor is VESA compatible and Energy Star compliant.
M1801 | Computer, Microprocessing, w/Flat Panel Monitor | 1 | VV | Desk top microprocessing computer. The unit shall consist of a central processing mini tower, flat panel monitor, keyboard, mouse and speakers. The system shall have the following minimum characteristics: a 2.8 GHz Pentium processor; 512 MB memory; 80GB hard drive; 32/48x CD-ROMDVD combo; 1.44MB network interface card; video 32 MB NVIDIA; a 18 inch flat panel monitor. The computer is used throughout the facility to input, manipulate and retrieve information.
7 - SS215 UC Social Worker Workstation, Stff Sprt
JSN | Content Name | Qty | Acq | Description
A1010 | Telecommunication Outlet | 2 | CC | Telecommunication outlet location.
A1015 | Telephone, Desk, Multiple Line | 1 | VV | Telephone, desk, multiple line.
E0120 | Workstation, Straight, Free Standing, 60" W | 1 | VV | This JSN will provide a whole work station typical to quickly plan work areas in clinical or administrative spaces. There will be a price decrease if typical work stations are used with vertical hanging strips instead of panels. THIS TYPICAL INCLUDES: 3 Standard Solid Panels 1 Panel - to Panel Connector 1 Panel Connector, 2-Way Corner 2 Finished End Hardware 1 Cantilevered, Work Surface 2 Lockable Flipper Units 2 Lights 1 Tack board 1 Tool Rail 1 Paper Tray 1 Diagonal Tray 1 Adjustable Keyboard Tray 1 Mobile Pedestal, Box/File 1 Support Panel
F0275 | Chair, Swivel, High Back | 1 | VV | Highback contemporary swivel chair, 41" high X 23" wide X 23" deep with five (5) caster swivel base and arms. Chair may be used at desks or in conference rooms. Back and seat are foam padded and upholstered with either woven textile fabric or vinyl.
F0420 | Cabinet, Filing, Lateral, Half Height | 1 | VV | Half height two (2) or three (3) drawer lateral filing cabinet, 28" high X 42" wide X 18" deep with recessed handles, locking device and drawer label holders. Drawers are adaptable to either letter or legal size materials.
F2000 | Basket, Wastepaper, Fire Resistant | 1 | VV | Wastepaper basket, fire resistant, approximately 40 quart capacity. This unit is used to collect and temporarily store small quantities of paper refuse in patient rooms, administrative areas and nursing stations. Size and shape varies depending on the application and manufacturer selected.
M1800 | Monitor, Computer | 4 | VV | A high definition LED computer monitor with minimum 1920 x 1080 resolution, 4ms response time, 25 inch class display size, compatible with desk or arm mounted. Monitor is VESA compatible and Energy Star compliant.
M1801 | Computer, Microprocessing, w/Flat Panel Monitor | 1 | VV | Desk top microprocessing computer. The unit shall consist of a central processing mini tower, flat panel monitor, keyboard, mouse and speakers. The system shall have the following minimum characteristics: a 2.8 GHz Pentium processor; 512 MB memory; 80GB hard drive; 32/48x CD-ROMDVD combo; 1.44MB network interface card; video 32 MB NVIDIA; a 18 inch flat panel monitor. The computer is used throughout the facility to input, manipulate and retrieve information.
8 - SS215 UC Touch-Down Workstation, Stff Sprt
JSN | Content Name | Qty | Acq | Description
A1010 | Telecommunication Outlet | 2 | CC | Telecommunication outlet location.
A1015 | Telephone, Desk, Multiple Line | 1 | VV | Telephone, desk, multiple line.
E0120 | Workstation, Straight, Free Standing, 60" W | 1 | VV | This JSN will provide a whole work station typical to quickly plan work areas in clinical or administrative spaces. There will be a price decrease if typical work stations are used with vertical hanging strips instead of panels. THIS TYPICAL INCLUDES: 3 Standard Solid Panels 1 Panel - to Panel Connector 1 Panel Connector, 2-Way Corner 2 Finished End Hardware 1 Cantilevered, Work Surface 2 Lockable Flipper Units 2 Lights 1 Tack board 1 Tool Rail 1 Paper Tray 1 Diagonal Tray 1 Adjustable Keyboard Tray 1 Mobile Pedestal, Box/File 1 Support Panel
F0275 | Chair, Swivel, High Back | 1 | VV | Highback contemporary swivel chair, 41" high X 23" wide X 23" deep with five (5) caster swivel base and arms. Chair may be used at desks or in conference rooms. Back and seat are foam padded and upholstered with either woven textile fabric or vinyl.
F0420 | Cabinet, Filing, Lateral, Half Height | 1 | VV | Half height two (2) or three (3) drawer lateral filing cabinet, 28" high X 42" wide X 18" deep with recessed handles, locking device and drawer label holders. Drawers are adaptable to either letter or legal size materials.
F2000 | Basket, Wastepaper, Fire Resistant | 1 | VV | Wastepaper basket, fire resistant, approximately 40 quart capacity. This unit is used to collect and temporarily store small quantities of paper refuse in patient rooms, administrative areas and nursing stations. Size and shape varies depending on the application and manufacturer selected.
M1800 | Monitor, Computer | 4 | VV | A high definition LED computer monitor with minimum 1920 x 1080 resolution, 4ms response time, 25 inch class display size, compatible with desk or arm mounted. Monitor is VESA compatible and Energy Star compliant.
M1801 | Computer, Microprocessing, w/Flat Panel Monitor | 1 | VV | Desk top microprocessing computer. The unit shall consist of a central processing mini tower, flat panel monitor, keyboard, mouse and speakers. The system shall have the following minimum characteristics: a 2.8 GHz Pentium processor; 512 MB memory; 80GB hard drive; 32/48x CD-ROMDVD combo; 1.44MB network interface card; video 32 MB NVIDIA; a 18 inch flat panel monitor. The computer is used throughout the facility to input, manipulate and retrieve information.
9 - SS215 UC Clerk Workstation, Stff Sprt
JSN | Content Name | Qty | Acq | Description
A1010 | Telecommunication Outlet | 2 | CC | Telecommunication outlet location.
A1015 | Telephone, Desk, Multiple Line | 1 | VV | Telephone, desk, multiple line.
E0120 | Workstation, Straight, Free Standing, 60" W | 1 | VV | This JSN will provide a whole work station typical to quickly plan work areas in clinical or administrative spaces. There will be a price decrease if typical work stations are used with vertical hanging strips instead of panels. THIS TYPICAL INCLUDES: 3 Standard Solid Panels 1 Panel - to Panel Connector 1 Panel Connector, 2-Way Corner 2 Finished End Hardware 1 Cantilevered, Work Surface 2 Lockable Flipper Units 2 Lights 1 Tack board 1 Tool Rail 1 Paper Tray 1 Diagonal Tray 1 Adjustable Keyboard Tray 1 Mobile Pedestal, Box/File 1 Support Panel
F0275 | Chair, Swivel, High Back | 1 | VV | Highback contemporary swivel chair, 41" high X 23" wide X 23" deep with five (5) caster swivel base and arms. Chair may be used at desks or in conference rooms. Back and seat are foam padded and upholstered with either woven textile fabric or vinyl.
F0420 | Cabinet, Filing, Lateral, Half Height | 1 | VV | Half height two (2) or three (3) drawer lateral filing cabinet, 28" high X 42" wide X 18" deep with recessed handles, locking device and drawer label holders. Drawers are adaptable to either letter or legal size materials.
F2000 | Basket, Wastepaper, Fire Resistant | 1 | VV | Wastepaper basket, fire resistant, approximately 40 quart capacity. This unit is used to collect and temporarily store small quantities of paper refuse in patient rooms, administrative areas and nursing stations. Size and shape varies depending on the application and manufacturer selected.
M1800 | Monitor, Computer | 4 | VV | A high definition LED computer monitor with minimum 1920 x 1080 resolution, 4ms response time, 25 inch class display size, compatible with desk or arm mounted. Monitor is VESA compatible and Energy Star compliant.
M1801 | Computer, Microprocessing, w/Flat Panel Monitor | 1 | VV | Desk top microprocessing computer. The unit shall consist of a central processing mini tower, flat panel monitor, keyboard, mouse and speakers. The system shall have the following minimum characteristics: a 2.8 GHz Pentium processor; 512 MB memory; 80GB hard drive; 32/48x CD-ROMDVD combo; 1.44MB network interface card; video 32 MB NVIDIA; a 18 inch flat panel monitor. The computer is used throughout the facility to input, manipulate and retrieve information.
10 - SS215 UC Trainee Workstation, Stff Sprt
JSN | Content Name | Qty | Acq | Description
A1010 | Telecommunication Outlet | 2 | CC | Telecommunication outlet location.
A1015 | Telephone, Desk, Multiple Line | 1 | VV | Telephone, desk, multiple line.
E0120 | Workstation, Straight, Free Standing, 60" W | 1 | VV | This JSN will provide a whole work station typical to quickly plan work areas in clinical or administrative spaces. There will be a price decrease if typical work stations are used with vertical hanging strips instead of panels. THIS TYPICAL INCLUDES: 3 Standard Solid Panels 1 Panel - to Panel Connector 1 Panel Connector, 2-Way Corner 2 Finished End Hardware 1 Cantilevered, Work Surface 2 Lockable Flipper Units 2 Lights 1 Tack board 1 Tool Rail 1 Paper Tray 1 Diagonal Tray 1 Adjustable Keyboard Tray 1 Mobile Pedestal, Box/File 1 Support Panel
F0275 | Chair, Swivel, High Back | 1 | VV | Highback contemporary swivel chair, 41" high X 23" wide X 23" deep with five (5) caster swivel base and arms. Chair may be used at desks or in conference rooms. Back and seat are foam padded and upholstered with either woven textile fabric or vinyl.
F0420 | Cabinet, Filing, Lateral, Half Height | 1 | VV | Half height two (2) or three (3) drawer lateral filing cabinet, 28" high X 42" wide X 18" deep with recessed handles, locking device and drawer label holders. Drawers are adaptable to either letter or legal size materials.
F2000 | Basket, Wastepaper, Fire Resistant | 1 | VV | Wastepaper basket, fire resistant, approximately 40 quart capacity. This unit is used to collect and temporarily store small quantities of paper refuse in patient rooms, administrative areas and nursing stations. Size and shape varies depending on the application and manufacturer selected.
M1800 | Monitor, Computer | 4 | VV | A high definition LED computer monitor with minimum 1920 x 1080 resolution, 4ms response time, 25 inch class display size, compatible with desk or arm mounted. Monitor is VESA compatible and Energy Star compliant.
M1801 | Computer, Microprocessing, w/Flat Panel Monitor | 1 | VV | Desk top microprocessing computer. The unit shall consist of a central processing mini tower, flat panel monitor, keyboard, mouse and speakers. The system shall have the following minimum characteristics: a 2.8 GHz Pentium processor; 512 MB memory; 80GB hard drive; 32/48x CD-ROMDVD combo; 1.44MB network interface card; video 32 MB NVIDIA; a 18 inch flat panel monitor. The computer is used throughout the facility to input, manipulate and retrieve information.
11 - CUC46 Tele-Health Room, UC
JSN | Content Name | Qty | Acq | Description
A1010 | Telecommunication Outlet | 3 | CC | Telecommunication outlet location.
A1015 | Telephone, Desk, Multiple Line | 1 | VV | Telephone, desk, multiple line.
A5077 | Dispenser, Hand Sanitizer, Hands-Free | 1 | VV | A touch free wall-mounted hand sanitizer dispenser. For use throughout a healthcare facility. Unit does not include the sanitizing liquid. Units are battery operated.
A6046 | Artwork, Decorative, With Frame | 1 | VV | This JSN is to be used for determining and defining location of decorative artwork.
E0123 | Workstation, Straight, Free Standing, 72" W | 1 | VV | This JSN will provide a whole work station typical to quickly plan work in areas in clinical or administrative spaces. There will be a price decrease if typical work stations are used with vertical hanging strips instead of panels. THIS TYPICAL INCLUDES: 4 Standard Solid Panels 2 Panel Connectors, 2-Way Corner 1 Panel-to-Panel Connector 2 Finished End Hardware 1 Cantilevered, Work Surface 2 Lockable Flipper Units 2 Shelf, Storage/Displays 2 Lights 1 Tack board 1 Tool Rail 1 Paper Tray 1 Diagonal Tray 1 Adjustable Keyboard Tray 1 Mobile Pedestal, Box/File
F0205 | Chair, Side With Arms | 2 | VV | Upholstered side chair, 32" high X 21" wide X 23" deep with arms, padded seats and padded backs. Seat height is a minimum of 17". Available with or without sled base.
F0275 | Chair, Swivel, High Back | 1 | VV | Highback contemporary swivel chair, 41" high X 23" wide X 23" deep with five (5) caster swivel base and arms. Chair may be used at desks or in conference rooms. Back and seat are foam padded and upholstered with either woven textile fabric or vinyl.
F0420 | Cabinet, Filing, Lateral, Half Height | 1 | VV | Half height two (2) or three (3) drawer lateral filing cabinet, 28" high X 42" wide X 18" deep with recessed handles, locking device and drawer label holders. Drawers are adaptable to either letter or legal size materials.
F2000 | Basket, Wastepaper, Fire Resistant | 1 | VV | Wastepaper basket, fire resistant, approximately 40 quart capacity. This unit is used to collect and temporarily store small quantities of paper refuse in patient rooms, administrative areas and nursing stations. Size and shape varies depending on the application and manufacturer selected.
M0508 | Telemedicine Station, Mobile Cart | 1 | VV | Mobile telemedicine station configured with one or two monitors, camera, speakers, microphone and computer. Items are mounted on a five caster cart.
M1800 | Monitor, Computer | 1 | VV | A high definition LED computer monitor with minimum 1920 x 1080 resolution, 4ms response time, 25 inch class display size, compatible with desk or arm mounted. Monitor is VESA compatible and Energy Star compliant.
M1801 | Computer, Microprocessing, w/Flat Panel Monitor | 1 | VV | Desk top microprocessing computer. The unit shall consist of a central processing mini tower, flat panel monitor, keyboard, mouse and speakers. The system shall have the following minimum characteristics: a 2.8 GHz Pentium processor; 512 MB memory; 80GB hard drive; 32/48x CD-ROMDVD combo; 1.44MB network interface card; video 32 MB NVIDIA; a 18 inch flat panel monitor. The computer is used throughout the facility to input, manipulate and retrieve information.
12 - SV583 UC Medication Room, Phrm Svc
JSN | Content Name | Qty | Acq | Description
A1010 | Telecommunication Outlet | 2 | CC | Telecommunication outlet location.
A1014 | Telephone, Wall Mounted, 1 Line, With Speaker | 1 | VV | Telephone, wall mounted, 1 line, with speaker.
A5075 | Dispenser, Soap, Disposable | 1 | VV | Disposable soap dispenser. One-handed dispensing operation. Designed to accommodate disposable soap cartridge and valve.
A5077 | Dispenser, Hand Sanitizer, Hands-Free | 1 | VV | A touch free wall-mounted hand sanitizer dispenser. For use throughout a healthcare facility. Unit does not include the sanitizing liquid. Units are battery operated.
A5082 | Dispenser, Paper Towel, Sensor, Hands Free | 1 | CC | A surface mounted, sensor activated, automatic, roll paper towel dispenser. The unit dispenses a paper towel automatically only when hands are place in position below the dispenser for maximum sanitation and hygiene. May include adjustable settings for sheet length, time delay, and sensor range. Unit is battery operated or with optional AC power adapter.
A5107 | Dispenser, Glove, Surgical/Examination, Wall Mntd | 1 | VV | Examination three (Small Medium, Large) glove dispenser box for wall mounting. Fabricated of either cold rolled steel with a white baked enamel finish, plastic or acrylic. Hardware not included, Option 3 powder coated steel.
A5108 | Waste Disposal Unit, Sharps | 1 | VV | A container for collecting and transporting syringes and other sharps for decontamination and disposal. Available in 2 gallon and 8 gallon with locking rotor. Complies with OSHA regulations for handling sharps.
A5145 | Hook, Garment, Double, SS, Surface Mounted | 1 | CC | A surface mounted, satin finish stainless steel, double garment hook. Equipped with a concealed mounting bracket that is secured to a concealed wall plate. For general purpose use throughout the facility to hang various items of apparel.
C03G0 | Cabinet, U/C/B, 2 Shelf, 2 Door, 36x30x22 | 1 | CC | Standing height under counter base cabinet with two adjustable shelves and two solid hinged doors. Also referred to as a cupboard cabinet. For general purpose use throughout the facility.
C04Q0 | Cabinet, ADA Sink, Wall-Mounted | 1 | CC | Wall mounted sink support cabinet for drop-in sink with vertical fascia and angled ADA profile, also referred to as ADA sink cabinet. Removable front panel to permit access to plumbing. Medium density M-3 particle board core construction faced with high pressure vertical grade decorative plastic laminate on exposed surfaces and melamine on semi-exposed and concealed surfaces; plastic laminate edge banding. Includes all attaching hardware including support rail.
CD030 | Cabinet, W/H, 2 Shelf, 2 DO, Sloping Top, 38x30x13 | 2 | CC | Wall hung steel cabinet with two adjustable shelves, solid hinged doors, and sloping top. Also referred to as a solid hinged double door wall case. For general purpose use throughout the facility.
CS070 | Sink, SS, Single Compartment, 7.5x16x16 ID | 1 | CC | Single compartment stainless steel sink, drop-in, self-rimming, ledge-type, connected with a drain and provided with a mixing faucet. It shall also be provided with pre-punched fixture holes on 4" center, integral back ledge to accommodate deck-mounted fixtures, brushed/polished interior and top surfaces, and sound deadened. Recommended for use in suspended or U/C/B sink cabinets having a high plastic laminate or Chemsurf laminate countertop/work surface. Coordinate actual outside sink dimensions with the actual clear dimension of cabinet specified to ensure that they are compatible. For general purpose use throughout the facility.
CT020 | Countertop, Solid Surface | 1 | CC | A solid, nonporous countertop with a smooth seamless appearance. Easy to clean and maintain and with proper cleaning does not support the growth of mold. An acrylic-based solid surface product. Standard thickness of 1", and a 4" butt backsplash/curb. Also referred to as a work surface or work top. Available in a choice of colors and depths. Used in lab and other hospital areas requiring optimum physical and chemical resisting properties.
E0945 | Cart, Computer, Mobile | 1 | VV | A mobile computer cart for use throughout the facility. The cart dimensions will be approximately 45" H x 30" W x 22" D with casters. May include drawers and miscellaneous other accessories that will be determined at time of purchase. This Typical may include: 1 Cart Body, w/Computer Support, Style-A Narrow, w/Raised Edge Top 1 Flip-Up Shelf 1 Sharps Container Holder 1 Wastebasket 1 Chart Holder 2 Drawers, 3"H 2 Drawers, 6"H 3 Accessory Rail, Side Drawer Organizer Bins
F2010 | Basket, Wastepaper, Step-On | 1 | VV | "Step-on" wastepaper basket with inner liner and foot petal activated flip top.
F3050 | Whiteboard, Dry Erase | 1 | VV | Whiteboard unit, approximately 36" H x 48" W consisting of a white porcelain enamel writing surface with an attached chalk tray. Magnetic surface available. Image can be easily removed with a standard chalkboard eraser. For use with water color pens. Unit is ready to hang.
F3200 | Clock, Battery, 12" Diameter | 1 | VV | Clock, 12" diameter. Round surface, easy to read numbers with sweep second hand. Wall mounted unit for use when impractical to install a fully synchronized clock system. Battery operated, (batteries not included).
M1801 | Computer, Microprocessing, w/Flat Panel Monitor | 1 | VV | Desk top microprocessing computer. The unit shall consist of a central processing mini tower, flat panel monitor, keyboard, mouse and speakers. The system shall have the following minimum characteristics: a 2.8 GHz Pentium processor; 512 MB memory; 80GB hard drive; 32/48x CD-ROMDVD combo; 1.44MB network interface card; video 32 MB NVIDIA; a 18 inch flat panel monitor. The computer is used throughout the facility to input, manipulate and retrieve information.
M3150 | Distribution System, Medication, Automatic | 1 | VV | An automated dispensing system that provides controlled dispensing, inventory and security. Size and cost will vary dependent on number of modules selected.
P1965 | Eyewash, Eye/Face, Sink Mounted, Hands-free | 1 | CC | A sink mounted eyewash station. The unit is designed for emergency eye and face rinsing from soft flow dual spray-heads. The Flow must be activated by the single momentary action and remain on until terminated.
R6200 | Refrigerator, U/C or F/S, 5 Cu Ft | 1 | VV | Utility refrigerator approximately 35" H x 24" W x 26" D. The unit has a two tray ice cube cooling system. The refrigerator fits standard architectural dimensions for undercounter installation. The unit is perfect for use in nurses' station, wards, and laboratories, pharmacies or wherever space is limited.
13 - SV581 UC Point of Use Medication Alcove, Phrm Svc
JSN | Content Name | Qty | Acq | Description
A1010 | Telecommunication Outlet | 1 | CC | Telecommunication outlet location.
A5075 | Dispenser, Soap, Disposable | 1 | VV | Disposable soap dispenser. One-handed dispensing operation. Designed to accommodate disposable soap cartridge and valve.
A5082 | Dispenser, Paper Towel, Sensor, Hands Free | 1 | CC | A surface mounted, sensor activated, automatic, roll paper towel dispenser. The unit dispenses a paper towel automatically only when hands are place in position below the dispenser for maximum sanitation and hygiene. May include adjustable settings for sheet length, time delay, and sensor range. Unit is battery operated or with optional AC power adapter.
A5107 | Dispenser, Glove, Surgical/Examination, Wall Mntd | 1 | VV | Examination three (Small Medium, Large) glove dispenser box for wall mounting. Fabricated of either cold rolled steel with a white baked enamel finish, plastic or acrylic. Hardware not included, Option 3 powder coated steel.
A5108 | Waste Disposal Unit, Sharps | 1 | VV | A container for collecting and transporting syringes and other sharps for decontamination and disposal. Available in 2 gallon and 8 gallon with locking rotor. Complies with OSHA regulations for handling sharps.
CS010 | Sink, SS, Single Compartment, 7.5x12x12 ID | 1 | CC | Single compartment stainless steel sink, drop-in, self-rimming, ledge-type, connected with a drain and provided with a mixing faucet. It shall also be provided with pre-punched fixture holes on 4" center, integral back ledge to accommodate deck-mounted fixtures, brushed/polished interior and top surfaces, and sound deadened. Recommended for use in suspended or U/C/B sink cabinets having a high plastic laminate or Chemsurf laminate countertop/work surface. For general purpose use throughout the facility.
CT020 | Countertop, Solid Surface | 1 | CC | A solid, nonporous countertop with a smooth seamless appearance. Easy to clean and maintain and with proper cleaning does not support the growth of mold. An acrylic-based solid surface product. Standard thickness of 1", and a 4" butt backsplash/curb. Also referred to as a work surface or work top. Available in a choice of colors and depths. Used in lab and other hospital areas requiring optimum physical and chemical resisting properties.
F2000 | Basket, Wastepaper, Fire Resistant | 1 | VV | Wastepaper basket, fire resistant, approximately 40 quart capacity. This unit is used to collect and temporarily store small quantities of paper refuse in patient rooms, administrative areas and nursing stations. Size and shape varies depending on the application and manufacturer selected.
M1801 | Computer, Microprocessing, w/Flat Panel Monitor | 1 | VV | Desk top microprocessing computer. The unit shall consist of a central processing mini tower, flat panel monitor, keyboard, mouse and speakers. The system shall have the following minimum characteristics: a 2.8 GHz Pentium processor; 512 MB memory; 80GB hard drive; 32/48x CD-ROMDVD combo; 1.44MB network interface card; video 32 MB NVIDIA; a 18 inch flat panel monitor. The computer is used throughout the facility to input, manipulate and retrieve information.
M1803 | Workstation, Computer, Wall Mounted, Adjustable | 1 | VV | A wall mounted computer workstation with height adjustable monitor and keyboard arms. Keyboard and monitor can be stored within 8" to 10" of wall. Fingertip adjustability for keyboard and monitor enable frequent position changes. Unit contains an integrated cable management system to hide wires. A separate wall-mounted CPU holder is included.
M3150 | Distribution System, Medication, Automatic | 1 | VV | An automated dispensing system that provides controlled dispensing, inventory and security. Size and cost will vary dependent on number of modules selected.
R6200 | Refrigerator, U/C or F/S, 5 Cu Ft | 1 | VV | Utility refrigerator approximately 35" H x 24" W x 26" D. The unit has a two tray ice cube cooling system. The refrigerator fits standard architectural dimensions for undercounter installation. The unit is perfect for use in nurses' station, wards, and laboratories, pharmacies or wherever space is limited.
14 - CUC42 ACLS Crash Cart Alcove, UC
JSN | Content Name | Qty | Acq | Description
E0954 | Cart, Emergency, Mobile, 66"H x 32"W x 22"D | 1 | VV | THIS TYPICAL INCLUDES: 1 Cart body, style-A narrow, w/raised edge top 1 Accessory rail, side 1 Accessory rail, back 1 Defibrillator tray 1 IV pole 1 Breakaway bar 1 Flip-up shelf 1 Wastebasket 1 Oxygen tank holder 1 Electrical box-4 outlet 1 Cord wrap 4 Drawer, 3"H 3 Drawer, 6"H Drawer organizer bins.
M1100 | Resuscitator, Bag-Mask, Hand Operated | 1 | VV | Hand operated bag-mask resuscitator. Consists of face mask, non-rebreathing valve, compression bag and tidal bag. Used for resuscitation in life saving situations.
M7660 | Defibrillator/Monitor/Recorder, Portable | 1 | VV | Portable defibrillator-monitor-recorder. Integral unit system operable from self-contained rechargeable batteries. ECG may be viewed through paddles or patient cable. Options include external pacing and 12-Lead.
M8769 | Aspirator, Resuscitation, Portable w/ Battery | 1 | VV | High-vacuum and high-flow AC/DC powered suction unit for use on emergency resuscitation carts and for general suction use. Light weight, compact design, fully enclosed water resistant unit with an average run time of 60 minutes. Includes variable suction range up to 580 mmHg and 1200 CC collection canister.
15 - SC296 UC Nourishment Alcove, Clncl Sprt
JSN | Content Name | Qty | Acq | Description
A5075 | Dispenser, Soap, Disposable | 1 | VV | Disposable soap dispenser. One-handed dispensing operation. Designed to accommodate disposable soap cartridge and valve.
A5080 | Dispenser, Paper Towel, SS, Surface Mounted | 1 | CC | A surface mounted, satin finish stainless steel, single-fold, paper towel dispenser. Dispenser features: tumbler lock; front hinged at bottom; and refill indicator slot. Minimum capacity 400 single-fold paper towels. For general purpose use throughout the facility.
C03H0 | Cabinet, U/C/B, 2 Half Drawers, 3 DR, 36x30x22 | 1 | CC | Standing height under counter base cabinet with two half width drawers side-by-side above three full width drawers. Also referred to as a drawer cabinet. For general purpose use throughout the facility.
C03P0 | Cabinet, Sink, U/C/B, 2 Door, 30" W | 1 | CC | Standing height under counter base sink cabinet. 36" H x 30" W x 22" D with two solid hinged doors. Also referred to as a double-door sink cabinet. For general purpose use throughout the facility where a sink is to be used. Coordinate actual clear cabinet dimension with the actual outside dimension of sink that is specified to ensure that they are compatible.
CE030 | Cabinet, W/H, 2 SH, 2 GDO, Sloping Top, 38x30x13 | 1 | CC | Wall hung cabinet with two adjustable shelves, framed-glass hinged doors, and sloping top. Also referred to as a framed-glass hinged double door wall case. For general purpose use throughout the facility.
CS230 | Sink, SS, Double Compartment, 10x14x16 ID | 1 | CC | Double compartment stainless steel sink, drop-in, self-rimming, ledge-type, connected with a drain and provided with a mixing faucet. It shall also be provided with pre-punched fixture holes on 4" center, integral back ledge to accommodate deck-mounted fixtures, brushed/polished interior and top surfaces, and sound deadened. Recommended for use in suspended or U/C/B sink cabinets having a high plastic laminate or Chemsurf laminate countertop/work surface. Coordinate actual outside sink dimensions with the actual clear dimension of cabinet specified to ensure that they are compatible. For general purpose use throughout the facility.
CT020 | Countertop, Solid Surface | 1 | CC | A solid, nonporous countertop with a smooth seamless appearance. Easy to clean and maintain and with proper cleaning does not support the growth of mold. An acrylic-based solid surface product. Standard thickness of 1", and a 4" butt backsplash/curb. Also referred to as a work surface or work top. Available in a choice of colors and depths. Used in lab and other hospital areas requiring optimum physical and chemical resisting properties.
F2015 | Basket, Wastepaper, Metal/Plastic,2 Swinging Doors | 1 | VV | Metal receptacle for soiled / used towels or waste. Equipped with a removable tapered top with two independently operating self-closing, spring hinged doors. Used in public facilities for the collection and temporary storage of refuse.
K4665 | Oven, Microwave, Consumer | 1 | VV | Counter mounted microwave oven for average duty use. The exterior cabinet can be metal or heavy duty impact resistant plastic. The oven delivers instant energy for rapid heating, defrosting or prime cooking. The oven has touch pad controls, digital timer, power level selector and preprogrammed selectors for commonly cooked items. This oven is commonly found in staff lounges.
R4650 | Ice Maker, Flaked, With Dispenser | 1 | CC | Ice maker dispenser approximately 71" H x 19"D x 24"W. This unit provides flaked ice and cooled water automatically. The unit has a daily capacity up to 650 pounds and a 100 pound capacity stainless steel storage compartment with water station. Unit may be free-standing or counter-mounted, automatic load ice dispenser for food service and healthcare use. The unit is used in healthcare institutions and various commercial food service operations for dispensing ice.
R7250 | Refrigerator/Freezer, 20 Cubic Feet | 1 | VV | Refrigerator/freezer unit. This type unit includes a food saver system that helps keep food fresher. It also includes roll out wheels and is equipped for an optional automatic icemaker. This unit is of commercial or residential design and use.
16 - SC180 UC Portable Imaging Equipment Alcove, Clncl Sprt
JSN | Content Name | Qty | Acq | Description
X4780 | Radiographic Unit, Mobile, Battery, 100 mA, 100kVp | 1 | VV | Mobile radiographic, rechargeable battery powered x-ray unit. The unit is 100 mA, 110 kVp. For use in surgery or patient treatment areas.
17 - SC090 UC Mobile Equipment Alcove, Clncl Sprt
JSN | Content Name | Qty | Acq | Description
No Equipment Specified
18 - CUC48 Mobile Equipment Storage Room, UC
JSN | Content Name | Qty | Acq | Description
A1010 | Telecommunication Outlet | 3 | CC | Telecommunication outlet location.
E0948 | Cart, General Storage, Mobile, 42"H x 32"W x 22"D | 1 | VV | THIS TYPICAL INCLUDES: 1 Cart Body, Style-A Narrow, w/Raised Edge Top 2 Drawers, 3" H 4 Drawers, 6" H 1 Accessory Rail, Side Drawer Organizer Bins
M4101 | Sphygmomanometer, Aneroid, Stand Mounted | 1 | VV | The mobile aneroid sphygmomanometer has a 5 leg mobile stand and built in cuff storage. A recessed dial face and high contrast display with swivel and tilt ability to reduce glare. Accuracry +/- 3mmHg. Height adjustable stand.
M4255 | Stand, IV, Adjustable | 1 | VV | Adjustable IV stand with 4-hook arrangement. Stand has stainless steel construction with heavy weight base. It adjusts from 66 inches to 100 inches and is mounted on conductive rubber, ball bearing, swivel casters. Stand is used for administering intravenous solutions.
M4266 | Pump, Volumetric, Infusion, Multiple Line | 1 | VV | Volumetric infusion pump. Pump is self-regulating with automatic sensor and adjustable rate. Equipped with visual and audible alarms and up to 10 hour capacity battery. For the administration of a wide variety of therapeutic agents where precise control is required. Unit provides individual control to IV lines simultaneously.
M4646 | Air System, Patient Positioning, Lateral Transfer | 1 | VV | Air-Assisted patient lift system for patient transfers, boosting and positioning while maintaining patient caregiver safety. Must be able to lift a minimum of 700 lbs. System is comprised of an inflatable air mat and a blower motor to lift a patient safely without causing further injury. Includes storage cart for when not in use.
M4801 | Commode Chair | 1 | VV | Commode Chair to be used in Urodynamic testing. Aluminum frame with plastic seat and funnel attached. Chair to be used in Urodynamic testing. Free-standing adjustable height approximately 27" to 31". Aluminum frame with arm rests, plastic seat and funnel.
M4803 | Commode Chair, Bariatric | 1 | VV | Commode, Bariatric, Free-Standing, 600LB weight minimum, wide spacing between armrests 24+", height adjustable, durable construction
M7660 | Defibrillator/Monitor/Recorder, Portable | 1 | VV | Portable defibrillator-monitor-recorder. Integral unit system operable from self-contained rechargeable batteries. ECG may be viewed through paddles or patient cable. Options include external pacing and 12-Lead.
M7710 | Electrocardiograph, 12 Lead, Portable | 1 | VV | Used to detect the electrical signals associated with cardiac activity, diagnose cardiac abnormalities, determine a patients response to drug therapy and reveal trends or changes in heart function. Capable of recording two or more leads simultaneously, recording an entire 12 lead ECG in about 10 seconds. Includes of a 3.5 inch, high density, floppy disk drive for test storage. Portable.
M8078 | Lift, Patient, Mobile, Sit to Stand | 1 | VV | Mobile, battery powered, patient lift primarily used as a raising and standing aid. Should be ergonomically designed and include a patient footplate, handles, knee pads, heavy duty locking casters and straps for safety. Must be capable of supporting a minimum load of 440 lbs. Integrated patient scale is optional.
M8495 | Laryngoscope, Video Glidescope | 1 | VV | A video-assist laryngoscope system with a digital color monitor and digital camera providing real-time view of the airway enabling quick intubation. Unit is designed for first pass success. The unit includes a reusable video baton with digital camera and sterile single use GVL Stats in various sizes.
X2126 | Scanner, Ultrasound, Portable, Urinary Retention | 1 | VV | A portable 3D ultrasound scanner for measuring the urinary bladder volume and post-void residual (PVR) volume in adults and children. Measures bladder volume noninvasively on a wide range of patients. Unit is battery operated and comes with a charging unit.
19 - SS268 UC Copy / Supply Alcove, Stff Sprt
JSN | Content Name | Qty | Acq | Description
A1011 | Telephone, Desk, 1 Line | 1 | VV | Telephone, desk, 1 line.
C04F0 | Cabinet, U/C/B, 1 Shelf, 2 Half DR, 2 DO, 36x36x22 | 1 | CC | Standing height under counter base cabinet with an adjustable shelf and two half width drawers above solid hinged doors. Also referred to as a combination cabinet or a drawer and cupboard cabinet. For general purpose use throughout the facility.
CT020 | Countertop, Solid Surface | 1 | CC | A solid, nonporous countertop with a smooth seamless appearance. Easy to clean and maintain and with proper cleaning does not support the growth of mold. An acrylic-based solid surface product. Standard thickness of 1", and a 4" butt backsplash/curb. Also referred to as a work surface or work top. Available in a choice of colors and depths. Used in lab and other hospital areas requiring optimum physical and chemical resisting properties.
F2000 | Basket, Wastepaper, Fire Resistant | 1 | VV | Wastepaper basket, fire resistant, approximately 40 quart capacity. This unit is used to collect and temporarily store small quantities of paper refuse in patient rooms, administrative areas and nursing stations. Size and shape varies depending on the application and manufacturer selected.
F2550 | Shredder, Paper Heavy Duty | 1 | VV | Shredder shall be able to process a minimum of 25 sheets of paper per pass at a minimum rate of 20 feet per minute. The unit shall have a 16 inch throat to accept paper. Paper shall be shredded into 1/4 inch strips.
M1810 | Copier, Floor Standing, Digital | 1 | VV | Floor standing copier. Unit features automatic paper size selection, automatic document feeder and sorter. The system also has zoom capabilities and automatic two-sided copying. For use where medium volume reproduction is required in the range of 30 to 40 copies per minute.
20 - SB258 UC Wheelchair / Stretcher / Lift Parking, Bldg Sprt
JSN | Content Name | Qty | Acq | Description
M4705 | Wheelchair, Patient Transport, Folding | 1 | VV | Folding patient transport wheelchair. Constructed of chrome plated steel with detachable armrest and footrests. Unit has heavy duty front casters with sealed radial high-precision ball bearing assembly. Unit is used for patient transport.
M4710 | Wheelchair, Patient, Bariatric, Transport, Folding | 1 | VV | Folding bariatric patient transport wheelchair with a capacity of at least 500 lbs. Constructed with a heavy duty steel frame and double cross brace, with detachable armrest and swing away footrests. Unit has heavy duty front casters and rear wheels with precision wheel bearings in front and rear assembly. Unit is used for patient movement.
6 - URGENT CARE: Support Area
1 - SB737 UC Clean Supply Room, Lgstcs Svc
JSN | Content Name | Qty | Acq | Description
E0906 | Locker, Supply, General, Wall Mtd, 23"W x 20"D | 1 | VV | THIS TYPICAL INCLUDES: 1 Wall Mounted Rail 1 Locked Storage Container 2 Tray/Shelves 1 Drawer, 3"H 3 Drawers, 6"H 2 Drawers, 9"H 1 Tray/Shelf Divider Drawer Organizer Bins Consider the need for an E0921 to transport the locker from place to place.
E0912 | Locker, Supply, Med Surg, Wall Mtd | 1 | VV | Medical/Surgical Supply locker, Wall Mounted, approximately 23"W x 20"D. THIS TYPICAL INCLUDES: 1 Wall Mounted Rail 1 Locked Storage Container 4 Tray/Shelves 5 Drawers, 3"H 2 Drawers, 6"H 2 Tray/Shelf Dividers Drawer Organizer Bins Consider the need for an E0921 to transport the locker from place to place.
E1500 | Rail, MOD, W/MNTD, HX144XD | 1 | VV | Wall mounted rail used for hanging (mounting) lockers, shelves and drawers on a wall.
F2000 | Basket, Wastepaper, Fire Resistant | 1 | VV | Wastepaper basket, fire resistant, approximately 40 quart capacity. This unit is used to collect and temporarily store small quantities of paper refuse in patient rooms, administrative areas and nursing stations. Size and shape varies depending on the application and manufacturer selected.
2 - CUC63 Clean Equipment Storage Room, UC
JSN | Content Name | Qty | Acq | Description
A1010 | Telecommunication Outlet | 4 | CC | Telecommunication outlet location.
A1014 | Telephone, Wall Mounted, 1 Line, With Speaker | 1 | VV | Telephone, wall mounted, 1 line, with speaker.
F2000 | Basket, Wastepaper, Fire Resistant | 1 | VV | Wastepaper basket, fire resistant, approximately 40 quart capacity. This unit is used to collect and temporarily store small quantities of paper refuse in patient rooms, administrative areas and nursing stations. Size and shape varies depending on the application and manufacturer selected.
M2055 | Shelving, Storage, Wire, CRS, w/Adjustable Shelves | 2 | VV | Stationary, wire, shelving unit. Unit has fully adjustable shelves constructed of stainless steel. For use in general purpose storage areas. Shelving is provided in various sizes and configurations. Price provided is for a unit approximately 74"H x 18"D x 48"W with four shelves.
3 - SC010 UC Blanket Warmer Alcove, Clncl Sprt
JSN | Content Name | Qty | Acq | Description
A1010 | Telecommunication Outlet | 1 | CC | Telecommunication outlet location.
M3110 | Cabinet, Warming, F/S, 2 Heated Compartment, Elect | 1 | CC | Freestanding, single or double door warming cabinet with 2 heated compartments. Compartment and exterior walls are made from stainless steel. Thick fiberglass insulation maintains the interior temperature and keeps the exterior from becoming too hot. Equipped with a sealing door, thermostatic temperature control, status display, heat indicating light, over temperature protection, alarms and an air circulating fan. Unit may have an optional temperature recorder. Manufacturer recommends using a fused disconnect switch in the electrical power circuit. Cabinet may also be installed in a recess. Designed for heating and storing solutions and blankets used in patient care areas.
4 - SB743 UC Soiled Utility / Trash Room, Lgstcs Svc
JSN | Content Name | Qty | Acq | Description
A1012 | Telephone, Wall Mounted, 1 Line | 1 | VV | Telephone, wall mounted, 1 line.
A5075 | Dispenser, Soap, Disposable | 1 | VV | Disposable soap dispenser. One-handed dispensing operation. Designed to accommodate disposable soap cartridge and valve.
A5077 | Dispenser, Hand Sanitizer, Hands-Free | 1 | VV | A touch free wall-mounted hand sanitizer dispenser. For use throughout a healthcare facility. Unit does not include the sanitizing liquid. Units are battery operated.
A5080 | Dispenser, Paper Towel, SS, Surface Mounted | 1 | CC | A surface mounted, satin finish stainless steel, single-fold, paper towel dispenser. Dispenser features: tumbler lock; front hinged at bottom; and refill indicator slot. Minimum capacity 400 single-fold paper towels. For general purpose use throughout the facility.
A5106 | Waste Disposal Unit, Sharps w/Glove Dispenser | 1 | VV | The unit is designed for the disposal of sharps and complies with OSHA guidelines for the handling of sharps. It shall house a 5 quart container and be capable of being mounted on a wall. It shall have a glove dispenser attached. The unit shall be secured by a locked enclosure.
C04F0 | Cabinet, U/C/B, 1 Shelf, 2 Half DR, 2 DO, 36x36x22 | 1 | CC | Standing height under counter base cabinet with an adjustable shelf and two half width drawers above solid hinged doors. Also referred to as a combination cabinet or a drawer and cupboard cabinet. For general purpose use throughout the facility.
C05P0 | Cabinet, Sink, U/C/B, 2 Door, 36x48x22 | 1 | CC | Standing height under counter base sink cabinet with solid hinged doors. Also referred to as a double-door sink cabinet. For general purpose use throughout the facility where a sink is to be used. Coordinate actual clear cabinet dimension with the actual outside dimension of sink that is specified to ensure that they are compatible.
CS200 | Sink, SS, Single Compartment, 12x28x16 ID | 1 | CC | Single compartment stainless steel sink, drop-in, self-rimming, ledge-type, connected with a drain and provided with a mixing faucet. It shall also be provided with pre-punched fixture holes on 4" center, integral back ledge to accommodate deck-mounted fixtures, brushed/polished interior and top surfaces, and sound deadened. Recommended for use in suspended or U/C/B sink cabinets having a high plastic laminate or Chemsurf laminate countertop/work surface. Coordinate actual outside sink dimensions with the actual clear dimension of cabinet specified to ensure that they are compatible. For general purpose use throughout the facility.
CT050 | Countertop, Stainless Steel | 1 | CC | Stainless steel countertop (composition of heavy-gauge Type No. 304 stainless steel) having a smooth satin finish and integral 4" backsplash/curb. Also referred to as a corrosion-resistant steel work surface or work top. Available in various depths. Used in areas where excellent ease of cleaning, abrasion resistance, bacteria resistance, impact resistance, load capacity and moisture resistance, are of concern. Pricing based upon a 24" depth.
F2020 | Can, Trash, 44 Gallon | 1 | VV | Forty four (44) gallon trash can, 32" high X 24" diameter, with lid. Used to collect and transport refuse from a point of origin to point of disposal (example: from soiled utility or a nursing unit to the trash compactor at housekeeping).
P2000 | Eyewash, Wall Mounted, Hands-Free | 1 | CC | Wall mounted emergency eye wash station. The flow of water from the unit is activated by hand. Upon initiation of water flow the unit will operate hands free to provide streams of water to clear foreign particles or dilute caustic liquids from the eyes in emergency situations. Used in laboratories and areas of the hospital where employees are subject to foreign bodies or liquid material to the eyes.
P2450 | Valve, Mixing, Thermostatic | 1 | CC | Thermostatic mixing valve with washout hose. Used with portable whirlpool equipment. Thermostatic valve is used to maintain temperature between 70 and 110 degree Fahrenheit, with a flow rate of 20 gallons a minute. The washout hose assembly is used to wash out tanks after treatment. Used in physical therapy department to provide comfortable water temperature for patient treatments.
P3100 | Lavatory, Vitreous China, Slab Type | 1 | CC | Wall mounted, slab type, vitreous china, lavatory (approximate bowl size 7"x15"x10") with: faucet holes on 4" centers; gooseneck spout; wrist blade handles; and grid strainer. It shall be suitable for use in clinics, offices, washrooms or patient care area.
5 - CUC66 General Storage Room, UC
JSN | Content Name | Qty | Acq | Description
A1010 | Telecommunication Outlet | 1 | CC | Telecommunication outlet location.
A1014 | Telephone, Wall Mounted, 1 Line, With Speaker | 1 | VV | Telephone, wall mounted, 1 line, with speaker.
A5125 | Rack, Crutch, Wall Mounted | 2 | VV | Wall mounted crutch rack. Constructed of natural finished wood with chrome plated adjustable hangers. Designed for hanging crutches and accessories.
F0265 | Chair, Recliner | 3 | VV | Reclining chair, 46" high X 33" wide X 40"deep with arms, straight leg base and floor glides or lockable two (2) inch casters. Seat, back and foot rest are foam padded and upholstered with woven textile fabric or vinyl.
F0267 | Chair Recliner, Bariatric | 1 | VV | A generously sized, manual, reclining chair for bariatric persons. The chair will have swing-away arms, a fold-away side table and a push handle. Will also include lockable casters. Chair weight capacity will be a minimum of 500 pounds.
F0515 | Cart, Supply, Linen | 1 | VV | Closed linen supply cart. Equipped with four (4) non-marking rubber tire roller bearing casters and heavy duty cover. May be used for the delivery and user storage of clean linen as well as the return of soiled linen.
F2000 | Basket, Wastepaper, Fire Resistant | 1 | VV | Wastepaper basket, fire resistant, approximately 40 quart capacity. This unit is used to collect and temporarily store small quantities of paper refuse in patient rooms, administrative areas and nursing stations. Size and shape varies depending on the application and manufacturer selected.
M2055 | Shelving, Storage, Wire, CRS, w/Adjustable Shelves | 2 | VV | Stationary, wire, shelving unit. Unit has fully adjustable shelves constructed of stainless steel. For use in general purpose storage areas. Shelving is provided in various sizes and configurations. Price provided is for a unit approximately 74"H x 18"D x 48"W with four shelves.
6 - SB259 UC Wheelchair / Stretcher / Lift Storage Room, Bldg Sprt
JSN | Content Name | Qty | Acq | Description
M4705 | Wheelchair, Patient Transport, Folding | 2 | VV | Folding patient transport wheelchair. Constructed of chrome plated steel with detachable armrest and footrests. Unit has heavy duty front casters with sealed radial high-precision ball bearing assembly. Unit is used for patient transport.
M4710 | Wheelchair, Patient, Bariatric, Transport, Folding | 1 | VV | Folding bariatric patient transport wheelchair with a capacity of at least 500 lbs. Constructed with a heavy duty steel frame and double cross brace, with detachable armrest and swing away footrests. Unit has heavy duty front casters and rear wheels with precision wheel bearings in front and rear assembly. Unit is used for patient movement.
7 - SB244 UC Housekeeping Room, Bldg Sprt
JSN | Content Name | Qty | Acq | Description
A5075 | Dispenser, Soap, Disposable | 1 | VV | Disposable soap dispenser. One-handed dispensing operation. Designed to accommodate disposable soap cartridge and valve.
A5080 | Dispenser, Paper Towel, SS, Surface Mounted | 1 | CC | A surface mounted, satin finish stainless steel, single-fold, paper towel dispenser. Dispenser features: tumbler lock; front hinged at bottom; and refill indicator slot. Minimum capacity 400 single-fold paper towels. For general purpose use throughout the facility.
A5107 | Dispenser, Glove, Surgical/Examination, Wall Mntd | 1 | VV | Examination three (Small Medium, Large) glove dispenser box for wall mounting. Fabricated of either cold rolled steel with a white baked enamel finish, plastic or acrylic. Hardware not included, Option 3 powder coated steel.
A5135 | Shelf, Utility W/ Mop/Broom Holders, SS, Surf Mntd | 1 | CC | A surface mounted, satin finish stainless steel, utility shelf with a maximum of 6 mop/broom holders and 5 rag hooks. Utility shelf features: 8" deep shelf; mounting brackets welded to shelf; spring activated rubber cam holders; and drying rod. Unit is available in various widths 30" (minimum, 3 holders and 2 hooks) to 48" (maximum, 6 holders and 5 hooks). For use in janitor closets. Pricing based on a 36" width.
F0500 | Cart, Janitor's | 1 | VV | Janitors cart, 38" high X 66" wide X 20" deep with 25 gallon heavy duty collection bag. Accommodations for locking vault and janitorial support items (broom, dust pan, chemicals, mop and mop bucket; not included).
F0505 | Bucket, Mop, With Wringer, 26 Quart | 1 | VV | Mobile mop bucket / wringer combination, approximately 35" H x 17" W x 22" D with four 2" casters. Total capacity is 26 quarts. Unit used for general hard surface floor maintenance.
P2000 | Eyewash, Wall Mounted, Hands-Free | 1 | CC | Wall mounted emergency eye wash station. The flow of water from the unit is activated by hand. Upon initiation of water flow the unit will operate hands free to provide streams of water to clear foreign particles or dilute caustic liquids from the eyes in emergency situations. Used in laboratories and areas of the hospital where employees are subject to foreign bodies or liquid material to the eyes.
P2451 | Valve, Mixing, Thermostatic, Eyewash | 1 | CC | Emergency tempering valve thermostatically mixes hot and cold water to provide a safe fluid supply for a single emergency eye/face wash with a flow rate of 10 gpm (38.8L)
P4700 | Sink, Mop, Molded Stone | 1 | CC | Mop service sink approximately 10"H x 36"W x 24"D. Also called a mop service basin and a mop receptor. Unit is made of molded stone and is a one piece item. It shall include a service faucet hose, hose bracket and mop hanger. Used in utility rooms for cleaning mops and floor cleaning equipment.
7 - URGENT CARE: Staff and Administrative Area
1 - SS204 UC Medical Director Office, Stff Sprt
JSN | Content Name | Qty | Acq | Description
A1010 | Telecommunication Outlet | 2 | CC | Telecommunication outlet location.
A1015 | Telephone, Desk, Multiple Line | 1 | VV | Telephone, desk, multiple line.
A5145 | Hook, Garment, Double, SS, Surface Mounted | 1 | CC | A surface mounted, satin finish stainless steel, double garment hook. Equipped with a concealed mounting bracket that is secured to a concealed wall plate. For general purpose use throughout the facility to hang various items of apparel.
E0078 | Workstation, L-Shaped w/Peninsula, Free Std, 78x72 | 1 | VV | This section will provide a whole work station typical to quickly plan work areas in clinical or administrative spaces. There will be a price decrease if typical work stations are used with vertical hanging strips instead of panels. THIS TYPICAL INCLUDES: 4 standard solid panels; 2 panel connectors, 2-way corner; 1 panel-to-panel connector; 2 finished end hardware; 1 cantilevered work surface; 1 peninsula work surface; 2 lockable flipper units; 2 shelf, storage/display; 2 lights; 1 tack board, 48"W; 1 tool rail, 30"W; 1 paper tray; 1 diagonal tray; 1 adjustable keyboard tray; 1 mobile pedestal, box/file.
F0110 | Bookcase, 3 Shelf | 1 | VV | Freestanding open metal shelf book case, approximately 60" high X 36" wide X 18" deep with three (3) adjustable shelves and four (4) non-marking floor glides.
F0205 | Chair, Side With Arms | 2 | VV | Upholstered side chair, 32" high X 21" wide X 23" deep with arms, padded seats and padded backs. Seat height is a minimum of 17". Available with or without sled base.
F0275 | Chair, Swivel, High Back | 1 | VV | Highback contemporary swivel chair, 41" high X 23" wide X 23" deep with five (5) caster swivel base and arms. Chair may be used at desks or in conference rooms. Back and seat are foam padded and upholstered with either woven textile fabric or vinyl.
F0420 | Cabinet, Filing, Lateral, Half Height | 1 | VV | Half height two (2) or three (3) drawer lateral filing cabinet, 28" high X 42" wide X 18" deep with recessed handles, locking device and drawer label holders. Drawers are adaptable to either letter or legal size materials.
F2000 | Basket, Wastepaper, Fire Resistant | 1 | VV | Wastepaper basket, fire resistant, approximately 40 quart capacity. This unit is used to collect and temporarily store small quantities of paper refuse in patient rooms, administrative areas and nursing stations. Size and shape varies depending on the application and manufacturer selected.
F3200 | Clock, Battery, 12" Diameter | 1 | VV | Clock, 12" diameter. Round surface, easy to read numbers with sweep second hand. Wall mounted unit for use when impractical to install a fully synchronized clock system. Battery operated, (batteries not included).
M1800 | Monitor, Computer | 1 | VV | A high definition LED computer monitor with minimum 1920 x 1080 resolution, 4ms response time, 25 inch class display size, compatible with desk or arm mounted. Monitor is VESA compatible and Energy Star compliant.
M1801 | Computer, Microprocessing, w/Flat Panel Monitor | 1 | VV | Desk top microprocessing computer. The unit shall consist of a central processing mini tower, flat panel monitor, keyboard, mouse and speakers. The system shall have the following minimum characteristics: a 2.8 GHz Pentium processor; 512 MB memory; 80GB hard drive; 32/48x CD-ROMDVD combo; 1.44MB network interface card; video 32 MB NVIDIA; a 18 inch flat panel monitor. The computer is used throughout the facility to input, manipulate and retrieve information.
2 - SS204 UC Administrative Officer (AO) Office, Stff Sprt
JSN | Content Name | Qty | Acq | Description
A1010 | Telecommunication Outlet | 2 | CC | Telecommunication outlet location.
A1015 | Telephone, Desk, Multiple Line | 1 | VV | Telephone, desk, multiple line.
A5145 | Hook, Garment, Double, SS, Surface Mounted | 1 | CC | A surface mounted, satin finish stainless steel, double garment hook. Equipped with a concealed mounting bracket that is secured to a concealed wall plate. For general purpose use throughout the facility to hang various items of apparel.
E0078 | Workstation, L-Shaped w/Peninsula, Free Std, 78x72 | 1 | VV | This section will provide a whole work station typical to quickly plan work areas in clinical or administrative spaces. There will be a price decrease if typical work stations are used with vertical hanging strips instead of panels. THIS TYPICAL INCLUDES: 4 standard solid panels; 2 panel connectors, 2-way corner; 1 panel-to-panel connector; 2 finished end hardware; 1 cantilevered work surface; 1 peninsula work surface; 2 lockable flipper units; 2 shelf, storage/display; 2 lights; 1 tack board, 48"W; 1 tool rail, 30"W; 1 paper tray; 1 diagonal tray; 1 adjustable keyboard tray; 1 mobile pedestal, box/file.
F0110 | Bookcase, 3 Shelf | 1 | VV | Freestanding open metal shelf book case, approximately 60" high X 36" wide X 18" deep with three (3) adjustable shelves and four (4) non-marking floor glides.
F0205 | Chair, Side With Arms | 2 | VV | Upholstered side chair, 32" high X 21" wide X 23" deep with arms, padded seats and padded backs. Seat height is a minimum of 17". Available with or without sled base.
F0275 | Chair, Swivel, High Back | 1 | VV | Highback contemporary swivel chair, 41" high X 23" wide X 23" deep with five (5) caster swivel base and arms. Chair may be used at desks or in conference rooms. Back and seat are foam padded and upholstered with either woven textile fabric or vinyl.
F0420 | Cabinet, Filing, Lateral, Half Height | 1 | VV | Half height two (2) or three (3) drawer lateral filing cabinet, 28" high X 42" wide X 18" deep with recessed handles, locking device and drawer label holders. Drawers are adaptable to either letter or legal size materials.
F2000 | Basket, Wastepaper, Fire Resistant | 1 | VV | Wastepaper basket, fire resistant, approximately 40 quart capacity. This unit is used to collect and temporarily store small quantities of paper refuse in patient rooms, administrative areas and nursing stations. Size and shape varies depending on the application and manufacturer selected.
F3200 | Clock, Battery, 12" Diameter | 1 | VV | Clock, 12" diameter. Round surface, easy to read numbers with sweep second hand. Wall mounted unit for use when impractical to install a fully synchronized clock system. Battery operated, (batteries not included).
M1800 | Monitor, Computer | 1 | VV | A high definition LED computer monitor with minimum 1920 x 1080 resolution, 4ms response time, 25 inch class display size, compatible with desk or arm mounted. Monitor is VESA compatible and Energy Star compliant.
M1801 | Computer, Microprocessing, w/Flat Panel Monitor | 1 | VV | Desk top microprocessing computer. The unit shall consist of a central processing mini tower, flat panel monitor, keyboard, mouse and speakers. The system shall have the following minimum characteristics: a 2.8 GHz Pentium processor; 512 MB memory; 80GB hard drive; 32/48x CD-ROMDVD combo; 1.44MB network interface card; video 32 MB NVIDIA; a 18 inch flat panel monitor. The computer is used throughout the facility to input, manipulate and retrieve information.
3 - SS205 UC Nurse Manager Office, Stff Sprt
JSN | Content Name | Qty | Acq | Description
A1015 | Telephone, Desk, Multiple Line | 1 | VV | Telephone, desk, multiple line.
E0123 | Workstation, Straight, Free Standing, 72" W | 1 | VV | This JSN will provide a whole work station typical to quickly plan work in areas in clinical or administrative spaces. There will be a price decrease if typical work stations are used with vertical hanging strips instead of panels. THIS TYPICAL INCLUDES: 4 Standard Solid Panels 2 Panel Connectors, 2-Way Corner 1 Panel-to-Panel Connector 2 Finished End Hardware 1 Cantilevered, Work Surface 2 Lockable Flipper Units 2 Shelf, Storage/Displays 2 Lights 1 Tack board 1 Tool Rail 1 Paper Tray 1 Diagonal Tray 1 Adjustable Keyboard Tray 1 Mobile Pedestal, Box/File
F0275 | Chair, Swivel, High Back | 1 | VV | Highback contemporary swivel chair, 41" high X 23" wide X 23" deep with five (5) caster swivel base and arms. Chair may be used at desks or in conference rooms. Back and seat are foam padded and upholstered with either woven textile fabric or vinyl.
F0420 | Cabinet, Filing, Lateral, Half Height | 1 | VV | Half height two (2) or three (3) drawer lateral filing cabinet, 28" high X 42" wide X 18" deep with recessed handles, locking device and drawer label holders. Drawers are adaptable to either letter or legal size materials.
F2000 | Basket, Wastepaper, Fire Resistant | 1 | VV | Wastepaper basket, fire resistant, approximately 40 quart capacity. This unit is used to collect and temporarily store small quantities of paper refuse in patient rooms, administrative areas and nursing stations. Size and shape varies depending on the application and manufacturer selected.
M1800 | Monitor, Computer | 1 | VV | A high definition LED computer monitor with minimum 1920 x 1080 resolution, 4ms response time, 25 inch class display size, compatible with desk or arm mounted. Monitor is VESA compatible and Energy Star compliant.
M1801 | Computer, Microprocessing, w/Flat Panel Monitor | 1 | VV | Desk top microprocessing computer. The unit shall consist of a central processing mini tower, flat panel monitor, keyboard, mouse and speakers. The system shall have the following minimum characteristics: a 2.8 GHz Pentium processor; 512 MB memory; 80GB hard drive; 32/48x CD-ROMDVD combo; 1.44MB network interface card; video 32 MB NVIDIA; a 18 inch flat panel monitor. The computer is used throughout the facility to input, manipulate and retrieve information.
4 - SS205 UC Assistant Nurse Manager Office, Stff Sprt
JSN | Content Name | Qty | Acq | Description
A1015 | Telephone, Desk, Multiple Line | 1 | VV | Telephone, desk, multiple line.
E0123 | Workstation, Straight, Free Standing, 72" W | 1 | VV | This JSN will provide a whole work station typical to quickly plan work in areas in clinical or administrative spaces. There will be a price decrease if typical work stations are used with vertical hanging strips instead of panels. THIS TYPICAL INCLUDES: 4 Standard Solid Panels 2 Panel Connectors, 2-Way Corner 1 Panel-to-Panel Connector 2 Finished End Hardware 1 Cantilevered, Work Surface 2 Lockable Flipper Units 2 Shelf, Storage/Displays 2 Lights 1 Tack board 1 Tool Rail 1 Paper Tray 1 Diagonal Tray 1 Adjustable Keyboard Tray 1 Mobile Pedestal, Box/File
F0275 | Chair, Swivel, High Back | 1 | VV | Highback contemporary swivel chair, 41" high X 23" wide X 23" deep with five (5) caster swivel base and arms. Chair may be used at desks or in conference rooms. Back and seat are foam padded and upholstered with either woven textile fabric or vinyl.
F0420 | Cabinet, Filing, Lateral, Half Height | 1 | VV | Half height two (2) or three (3) drawer lateral filing cabinet, 28" high X 42" wide X 18" deep with recessed handles, locking device and drawer label holders. Drawers are adaptable to either letter or legal size materials.
F2000 | Basket, Wastepaper, Fire Resistant | 1 | VV | Wastepaper basket, fire resistant, approximately 40 quart capacity. This unit is used to collect and temporarily store small quantities of paper refuse in patient rooms, administrative areas and nursing stations. Size and shape varies depending on the application and manufacturer selected.
M1800 | Monitor, Computer | 1 | VV | A high definition LED computer monitor with minimum 1920 x 1080 resolution, 4ms response time, 25 inch class display size, compatible with desk or arm mounted. Monitor is VESA compatible and Energy Star compliant.
M1801 | Computer, Microprocessing, w/Flat Panel Monitor | 1 | VV | Desk top microprocessing computer. The unit shall consist of a central processing mini tower, flat panel monitor, keyboard, mouse and speakers. The system shall have the following minimum characteristics: a 2.8 GHz Pentium processor; 512 MB memory; 80GB hard drive; 32/48x CD-ROMDVD combo; 1.44MB network interface card; video 32 MB NVIDIA; a 18 inch flat panel monitor. The computer is used throughout the facility to input, manipulate and retrieve information.
5 - SS218 UC Administrative Support Workstation, Stff Sprt
JSN | Content Name | Qty | Acq | Description
A1010 | Telecommunication Outlet | 2 | CC | Telecommunication outlet location.
A1015 | Telephone, Desk, Multiple Line | 1 | VV | Telephone, desk, multiple line.
E0120 | Workstation, Straight, Free Standing, 60" W | 1 | VV | This JSN will provide a whole work station typical to quickly plan work areas in clinical or administrative spaces. There will be a price decrease if typical work stations are used with vertical hanging strips instead of panels. THIS TYPICAL INCLUDES: 3 Standard Solid Panels 1 Panel - to Panel Connector 1 Panel Connector, 2-Way Corner 2 Finished End Hardware 1 Cantilevered, Work Surface 2 Lockable Flipper Units 2 Lights 1 Tack board 1 Tool Rail 1 Paper Tray 1 Diagonal Tray 1 Adjustable Keyboard Tray 1 Mobile Pedestal, Box/File 1 Support Panel
F0275 | Chair, Swivel, High Back | 1 | VV | Highback contemporary swivel chair, 41" high X 23" wide X 23" deep with five (5) caster swivel base and arms. Chair may be used at desks or in conference rooms. Back and seat are foam padded and upholstered with either woven textile fabric or vinyl.
F0420 | Cabinet, Filing, Lateral, Half Height | 1 | VV | Half height two (2) or three (3) drawer lateral filing cabinet, 28" high X 42" wide X 18" deep with recessed handles, locking device and drawer label holders. Drawers are adaptable to either letter or legal size materials.
F2000 | Basket, Wastepaper, Fire Resistant | 1 | VV | Wastepaper basket, fire resistant, approximately 40 quart capacity. This unit is used to collect and temporarily store small quantities of paper refuse in patient rooms, administrative areas and nursing stations. Size and shape varies depending on the application and manufacturer selected.
M1800 | Monitor, Computer | 1 | VV | A high definition LED computer monitor with minimum 1920 x 1080 resolution, 4ms response time, 25 inch class display size, compatible with desk or arm mounted. Monitor is VESA compatible and Energy Star compliant.
M1801 | Computer, Microprocessing, w/Flat Panel Monitor | 1 | VV | Desk top microprocessing computer. The unit shall consist of a central processing mini tower, flat panel monitor, keyboard, mouse and speakers. The system shall have the following minimum characteristics: a 2.8 GHz Pentium processor; 512 MB memory; 80GB hard drive; 32/48x CD-ROMDVD combo; 1.44MB network interface card; video 32 MB NVIDIA; a 18 inch flat panel monitor. The computer is used throughout the facility to input, manipulate and retrieve information.
6 - SS262 UC Staff Breakroom, Stff Sprt
JSN | Content Name | Qty | Acq | Description
A1010 | Telecommunication Outlet | 1 | CC | Telecommunication outlet location.
A1012 | Telephone, Wall Mounted, 1 Line | 1 | VV | Telephone, wall mounted, 1 line.
A1080 | Mirror, Posture, Wall Mounted | 1 | CC | Wall mounted posture mirror. Consists of a 1/4" plate glass in a sturdy corrosion resistant frame with water proof back. For educational and therapy programs.
A5075 | Dispenser, Soap, Disposable | 1 | VV | Disposable soap dispenser. One-handed dispensing operation. Designed to accommodate disposable soap cartridge and valve.
A5080 | Dispenser, Paper Towel, SS, Surface Mounted | 1 | CC | A surface mounted, satin finish stainless steel, single-fold, paper towel dispenser. Dispenser features: tumbler lock; front hinged at bottom; and refill indicator slot. Minimum capacity 400 single-fold paper towels. For general purpose use throughout the facility.
A5145 | Hook, Garment, Double, SS, Surface Mounted | 1 | CC | A surface mounted, satin finish stainless steel, double garment hook. Equipped with a concealed mounting bracket that is secured to a concealed wall plate. For general purpose use throughout the facility to hang various items of apparel.
A5210 | Bracket, Television, Wall Mounted, w/Adjust Arm | 1 | VV | Wall mounted television bracket with adjustable arm. Consists of movable arm with minimum 120 degree swivel. Designed for holding wall mounted, flat panel television units in patient rooms.
A5220 | Bracket, Television, Wall Backing | 1 | CC | Wall mounted television bracket backing which provides additional support and strength for the installation of the television bracket. Option available for interior or exterior plate and sized for 12", 16", or 24" stud spacing.
C02C0 | Cabinet, U/C/B, 1 Shelf, 1 Drawer, 1 DO, 36x24x22 | 1 | CC | Standing height under counter base cabinet with an adjustable shelf and a full width drawer above a solid right or left-hinged door (appropriate door hinge configuration to be indicated on equipment elevation drawings). Also referred to as a combination cabinet or a drawer and cupboard cabinet. For general purpose use throughout the facility.
C02D0 | Cabinet, U/C/B, 4 Drawer, 36x24x22 | 1 | CC | Standing height under counter base cabinet with four full width drawers of equal height. Also referred to as a drawer cabinet. For general purpose use throughout the facility.
C04P0 | Cabinet, Sink, U/C/B, 2 Door, 36x36x22 | 1 | CC | Standing height under counter base sink cabinet with solid hinged doors. Also referred to as a double-door sink cabinet. For general purpose use throughout the facility where a sink is to be used. Coordinate actual clear cabinet dimension with the actual outside dimension of sink that is specified to ensure that they are compatible.
CB020 | Cabinet, W/H, 2 Shelf, 1 DO, Sloping Top, 38x24x13 | 2 | CC | Wall hung cabinet with two adjustable shelves, solid right or left-hinged door (appropriate door hinge configuration to be indicated on equipment elevation drawings), and sloping top. Also referred to as a solid hinged single door case. For general purpose use throughout the facility.
CS010 | Sink, SS, Single Compartment, 7.5x12x12 ID | 1 | CC | Single compartment stainless steel sink, drop-in, self-rimming, ledge-type, connected with a drain and provided with a mixing faucet. It shall also be provided with pre-punched fixture holes on 4" center, integral back ledge to accommodate deck-mounted fixtures, brushed/polished interior and top surfaces, and sound deadened. Recommended for use in suspended or U/C/B sink cabinets having a high plastic laminate or Chemsurf laminate countertop/work surface. For general purpose use throughout the facility.
CT020 | Countertop, Solid Surface | 7 | CC | A solid, nonporous countertop with a smooth seamless appearance. Easy to clean and maintain and with proper cleaning does not support the growth of mold. An acrylic-based solid surface product. Standard thickness of 1", and a 4" butt backsplash/curb. Also referred to as a work surface or work top. Available in a choice of colors and depths. Used in lab and other hospital areas requiring optimum physical and chemical resisting properties.
F0225 | Chair, Dining Room | 4 | VV | Dining room chair with glides. Chair has straight legs with cushioned cloth or vinyl seat.
F0795 | Table, Dining | 1 | VV | Dining table. Round 42" diameter or square 42" X 42". Used in dining facilities and can comfortably seat up to four (4) persons.
F2015 | Basket, Wastepaper, Metal/Plastic,2 Swinging Doors | 1 | VV | Metal receptacle for soiled / used towels or waste. Equipped with a removable tapered top with two independently operating self-closing, spring hinged doors. Used in public facilities for the collection and temporary storage of refuse.
F3065 | Whiteboard/Bulletin Board, Combination | 1 | VV | A combination whiteboard and bulletin board, half LCS and half cork. Available with either aluminum or wood frame. It can be used in patient rooms or in any appropriate space in the facility.
F3200 | Clock, Battery, 12" Diameter | 1 | VV | Clock, 12" diameter. Round surface, easy to read numbers with sweep second hand. Wall mounted unit for use when impractical to install a fully synchronized clock system. Battery operated, (batteries not included).
K1552 | Brewer, Coffee, Auto, Elect, 3 Burner, Front/Back | 1 | VV | Space saving front to back automatic coffee maker. This unit includes a heating tank, connection for a cold water supply, decanter service with three burners, funnel and a water flow controller. The unit is used for semi-automatic coffee brewing in cafeterias and commercial institutions. The unit automatically shuts off the water flow when enough has passed through to fill the pot. The unit is normally provided plumbed with a hot water faucet to the side for making other hot drinks (tea, cider, cocoa, etc.). The database height dimension does not include the clearance for coffee decanters warming on the upper burners.
K4665 | Oven, Microwave, Consumer | 1 | VV | Counter mounted microwave oven for average duty use. The exterior cabinet can be metal or heavy duty impact resistant plastic. The oven delivers instant energy for rapid heating, defrosting or prime cooking. The oven has touch pad controls, digital timer, power level selector and preprogrammed selectors for commonly cooked items. This oven is commonly found in staff lounges.
M0515 | Television, HD, 40" Class | 1 | VV | High definition (HDTV) multimedia flat panel LED 40" class display television. The TV will have a 16:9 wide screen aspect ratio, minimum of 1920 x 1080 display resolution, digital tuner, minimum refresh rate of 60Hz, minimum of two HDMI ports and 1 USB port ENERGY STAR certified.
R7250 | Refrigerator/Freezer, 20 Cubic Feet | 1 | VV | Refrigerator/freezer unit. This type unit includes a food saver system that helps keep food fresher. It also includes roll out wheels and is equipped for an optional automatic icemaker. This unit is of commercial or residential design and use.
7 - SS246 UC Staff Universal Personal Property Locker Room, Stff Sprt
JSN | Content Name | Qty | Acq | Description
A1010 | Telecommunication Outlet | 1 | CC | Telecommunication outlet location.
A1012 | Telephone, Wall Mounted, 1 Line | 1 | VV | Telephone, wall mounted, 1 line.
A1040 | Locker, 2 Person, Side by Side, 72x15x18 | 6 | VV | Two person side by side locker. Steel unit. It consists of side by side compartments for hanging clothes and over/under compartments for hats, etc. Used for personal belongings storage.
A1080 | Mirror, Posture, Wall Mounted | 1 | CC | Wall mounted posture mirror. Consists of a 1/4" plate glass in a sturdy corrosion resistant frame with water proof back. For educational and therapy programs.
A5020 | Bench, Locker Room, Floor Mounted | 1 | CC | Locker room bench. Floor mounting -1-1/4" thick. Benches are sanded smooth with two coats of moisture-resistant sealer to ensure a protective, satin gloss surface, and mounted on strong steel pedestal anchored to the floor. Over all height of 18" includes pedestal. Size as required.
F2000 | Basket, Wastepaper, Fire Resistant | 1 | VV | Wastepaper basket, fire resistant, approximately 40 quart capacity. This unit is used to collect and temporarily store small quantities of paper refuse in patient rooms, administrative areas and nursing stations. Size and shape varies depending on the application and manufacturer selected.
F3200 | Clock, Battery, 12" Diameter | 1 | VV | Clock, 12" diameter. Round surface, easy to read numbers with sweep second hand. Wall mounted unit for use when impractical to install a fully synchronized clock system. Battery operated, (batteries not included).
8 - SB191 UC Staff Universal Toilet, Bldg Sprt
JSN | Content Name | Qty | Acq | Description
A1067 | Mirror, Float Glass, ADA Accessible | 1 | CC | A high quality 1/4" polished float glass mirror with a stainless steel frame. Frame holds mirror in a tilted position for accessibility and compliance with ADA requirements. Mirror has a galvanized steel back secured to frame with concealed screws with integral horizontal hanging brackets. Mirror shall be approximately 18" wide and 36" high. Other sizes are available.
A5075 | Dispenser, Soap, Disposable | 1 | VV | Disposable soap dispenser. One-handed dispensing operation. Designed to accommodate disposable soap cartridge and valve.
A5082 | Dispenser, Paper Towel, Sensor, Hands Free | 1 | CC | A surface mounted, sensor activated, automatic, roll paper towel dispenser. The unit dispenses a paper towel automatically only when hands are place in position below the dispenser for maximum sanitation and hygiene. May include adjustable settings for sheet length, time delay, and sensor range. Unit is battery operated or with optional AC power adapter.
A5090 | Disposal, Sanitary Napkin, SS, Surface Mounted | 1 | CC | A surface mounted, satin finish stainless steel, sanitary napkin disposal. Disposal features a flip-up cover, secured to the container by a heavy duty stainless steel piano-hinge. Disposal may be secured to wall or toilet partition. For general purpose use in female toilet stalls or rooms and uni-sex toilet rooms.
A5109 | Grab Bar, ABA Compliant, SS, 2-Wall, W/C Accessible | 1 | CC | 2-wall toilet stall/room grab bar with concealed mounting flanges and a satin finish stainless steel peened gripping surface.. Snap over flanges are provided to conceal mounting screws. A selection of mounting kits and concealed anchor devices are available from the manufacturers for different types of installations. Grab bar shall comply with all barrier-free accessibility guidelines for design, sizing, positioning, installation, and structural strength. For typical water closet applications in toilet stalls and rooms where Architectural Barriers Act grab bar requirements must be met.
A5145 | Hook, Garment, Double, SS, Surface Mounted | 1 | CC | A surface mounted, satin finish stainless steel, double garment hook. Equipped with a concealed mounting bracket that is secured to a concealed wall plate. For general purpose use throughout the facility to hang various items of apparel.
A5200 | Dispenser, Toilet Tissue, SS, 2-Roll, Surface Mntd | 1 | CC | A concealed surface mounted, double roll, satin finish stainless steel, toilet tissue dispenser. Unit accommodates two standard-core toilet tissue rolls through 5" in diameter. Spindles are chrome plated plastic with a heavy-duty internal spring and turn freely for non-controlled delivery. For general purpose use in restrooms.
F2010 | Basket, Wastepaper, Step-On | 1 | VV | "Step-on" wastepaper basket with inner liner and foot petal activated flip top.
P3200 | Lavatory, Vitreous China, Slab Type w/Sens Op Fauc | 1 | CC | Wall mounted, slab type, vitreous china, lavatory (approximately 7 x 15 x 10 inches) with faucet holes on 4 inch centers; electronic sensor operated, goose neck spout and grid strainer. It shall be suitable for use in clinics, offices and patient care areas.
P9050 | Toilet, Wall Hung, Siphon Jet | 1 | CC | Siphon jet water closet/ toilet. This unit is wall hung with an elongated bowl, top spud flushometer, seat with open front and check hinge, and carrier. Used in restrooms throughout the health care facility.
9 - SB196 UC Staff Universal Toilet / Shower, Bldg Sprt
JSN | Content Name | Qty | Acq | Description
A1090 | Mirror, Float Glass, With SS Frame & Shelf | 1 | CC | A high quality 1/4" polished float glass mirror, approximately 36' H X 18' W framed in a one-piece, bright polished, stainless steel channel frame with 90Â° mitered corners and an integral stainless steel, stain finish, shelf. All edges of the mirror are protected by absorbing filler strips. Mirror has a galvanized steel back with integral horizontal hanging brackets and wall hanger for concealed mounting. For mounting above single wall mounted lavatories located in restroom areas, Doctor examination areas, offices, etc. May also be used above double lavatories, either wall or countertop mounted.
A5030 | Bench, Stall, Shower, Built In | 1 | CC | Shower bench; built-in. Eighteen (18) gauge stainless steel frame with anchors built-in into the wall. Size and shape as required.
A5075 | Dispenser, Soap, Disposable | 1 | VV | Disposable soap dispenser. One-handed dispensing operation. Designed to accommodate disposable soap cartridge and valve.
A5082 | Dispenser, Paper Towel, Sensor, Hands Free | 1 | CC | A surface mounted, sensor activated, automatic, roll paper towel dispenser. The unit dispenses a paper towel automatically only when hands are place in position below the dispenser for maximum sanitation and hygiene. May include adjustable settings for sheet length, time delay, and sensor range. Unit is battery operated or with optional AC power adapter.
A5090 | Disposal, Sanitary Napkin, SS, Surface Mounted | 1 | CC | A surface mounted, satin finish stainless steel, sanitary napkin disposal. Disposal features a flip-up cover, secured to the container by a heavy duty stainless steel piano-hinge. Disposal may be secured to wall or toilet partition. For general purpose use in female toilet stalls or rooms and uni-sex toilet rooms.
A5109 | Grab Bar, ABA Compliant, SS, 2-Wall, W/C Accessible | 1 | CC | 2-wall toilet stall/room grab bar with concealed mounting flanges and a satin finish stainless steel peened gripping surface.. Snap over flanges are provided to conceal mounting screws. A selection of mounting kits and concealed anchor devices are available from the manufacturers for different types of installations. Grab bar shall comply with all barrier-free accessibility guidelines for design, sizing, positioning, installation, and structural strength. For typical water closet applications in toilet stalls and rooms where Architectural Barriers Act grab bar requirements must be met.
A5110 | Grab Bar, 1-1/4" Dia., SS, 2 Wall, Shower Use | 1 | CC | A 1-1/4" diameter, satin finish stainless steel, peened gripping surface, 2 wall shower, grab bar with concealed mounting flanges. Snap over flanges are provided to conceal mounting screws. A selection of mounting kits and concealed anchor devices are available from the manufacturers for different types of installations. Grab bar shall comply with barrier-free accessibility guidelines for structural strength. For typical applications in shower stalls where ADA (American's With Disabilities Act) requirements must be met.
A5145 | Hook, Garment, Double, SS, Surface Mounted | 1 | CC | A surface mounted, satin finish stainless steel, double garment hook. Equipped with a concealed mounting bracket that is secured to a concealed wall plate. For general purpose use throughout the facility to hang various items of apparel.
A5170 | Rod, Shower Curtain, 1"Diameter, W/Curtain & Hooks | 1 | CC | A concealed mounted, 1" outside diameter, satin finish stainless steel, shower curtain rod with white vinyl shower curtain (72" H) and SS shower curtain hooks. Rod and curtain available in various widths. For general purpose use at shower stall or bathtub locations. Pricing based upon standard shower stall dimensions of 36" x 36" and a standard curtain height of 72".
A5200 | Dispenser, Toilet Tissue, SS, 2-Roll, Surface Mntd | 1 | CC | A concealed surface mounted, double roll, satin finish stainless steel, toilet tissue dispenser. Unit accommodates two standard-core toilet tissue rolls through 5" in diameter. Spindles are chrome plated plastic with a heavy-duty internal spring and turn freely for non-controlled delivery. For general purpose use in restrooms.
A5205 | Bar, Towel, 1" Diameter, SS, Surface Mounted | 1 | CC | A surface mounted, satin finish stainless steel, 1" diameter, towel bar. Support posts and flanges are one piece, chrome-plated, cast heavy brass with satin finish. Towel bar shall not rotate within support posts. Available in 18", 24" and 30" widths. For general purpose use in shower or bathtub rooms. Pricing based upon a suggested standard width of 18".
F2010 | Basket, Wastepaper, Step-On | 1 | VV | "Step-on" wastepaper basket with inner liner and foot petal activated flip top.
P3000 | Lavatory, Vitreous China, Straight Back | 1 | CC | Wall mounted, vitreous china lavatory (approximate bowl size 7"x15"x10") with: straight-front apron, straight or contoured back; faucet holes on 4" centers; gooseneck spout; wrist blade handles; and grid strainer. It shall be suitable for use in clinics, offices, washrooms or patient care areas.
P5040 | Shower, Single, Hand-Held | 1 | CC | A complete, barrier-free, single hand-held, personal shower system. The shower system includes: pressure balanced mixing valve with high temperature limit stop; personal hand shower; shower hose; wall supply; and slide bar. For general purpose use throughout the facility in shower stalls.
P9050 | Toilet, Wall Hung, Siphon Jet | 1 | CC | Siphon jet water closet/ toilet. This unit is wall hung with an elongated bowl, top spud flushometer, seat with open front and check hinge, and carrier. Used in restrooms throughout the health care facility.
8 - URGENT CARE: Education Area
1 - SS111 UC Staff Conference / Training Room, Educ Svc
JSN | Content Name | Qty | Acq | Description
A1010 | Telecommunication Outlet | 3 | CC | Telecommunication outlet location.
F0115 | Bookcase, Open, 5 Shelf | 1 | VV | Freestanding open shelf bookcase, approximately 82" high X 37" wide X 18" deep with 5 (five) adjustable shelves. Unit can be separate or part of a system with available add-on shelving.
F0300 | Chair, Task, Swivel, With Arms | 6 | VV | Task chair, approximately 34" H X 26" W X 22" D with adjustable arms and a five caster adjustable swivel base. Seat and back are foam padded and upholstered in woven fabric or vinyl.
F0780 | Table, Work, 60W x 30D | 6 | VV | Work table approximately 29" high X 60" wide X 30" deep with top and four (4) non-folding legs.
F2000 | Basket, Wastepaper, Fire Resistant | 1 | VV | Wastepaper basket, fire resistant, approximately 40 quart capacity. This unit is used to collect and temporarily store small quantities of paper refuse in patient rooms, administrative areas and nursing stations. Size and shape varies depending on the application and manufacturer selected.
F3200 | Clock, Battery, 12" Diameter | 1 | VV | Clock, 12" diameter. Round surface, easy to read numbers with sweep second hand. Wall mounted unit for use when impractical to install a fully synchronized clock system. Battery operated, (batteries not included).
M1801 | Computer, Microprocessing, w/Flat Panel Monitor | 6 | VV | Desk top microprocessing computer. The unit shall consist of a central processing mini tower, flat panel monitor, keyboard, mouse and speakers. The system shall have the following minimum characteristics: a 2.8 GHz Pentium processor; 512 MB memory; 80GB hard drive; 32/48x CD-ROMDVD combo; 1.44MB network interface card; video 32 MB NVIDIA; a 18 inch flat panel monitor. The computer is used throughout the facility to input, manipulate and retrieve information.
2 - SS106 UC Training Storage Room, Educ Svc
JSN | Content Name | Qty | Acq | Description
No Equipment Specified