## Report Info
Contents - VA PG-18-5 Department of Veterans Affairs SURGICAL / ENDOVASCULAR SERVICES (286) Workshop Report Generated: 15 Mar 2022 10:48AM ET

## SURGICAL ENDOVASCULAR SERVICE
SURGICAL / ENDOVASCULAR SERVICES (286) | SURGICAL / ENDOVASCULAR SERVICES (286) | SURGICAL / ENDOVASCULAR SERVICES (286) | SURGICAL / ENDOVASCULAR SERVICES (286) | SURGICAL / ENDOVASCULAR SERVICES (286)
1 - INPATIENT (IP) SURGICAL / ENDOVASCULAR RECEPTION AREA | 1 - INPATIENT (IP) SURGICAL / ENDOVASCULAR RECEPTION AREA | 1 - INPATIENT (IP) SURGICAL / ENDOVASCULAR RECEPTION AREA | 1 - INPATIENT (IP) SURGICAL / ENDOVASCULAR RECEPTION AREA | 1 - INPATIENT (IP) SURGICAL / ENDOVASCULAR RECEPTION AREA
1 - SB003 - IP Surg Waiting, Bldg Sprt | 1 - SB003 - IP Surg Waiting, Bldg Sprt | 1 - SB003 - IP Surg Waiting, Bldg Sprt | 1 - SB003 - IP Surg Waiting, Bldg Sprt | 1 - SB003 - IP Surg Waiting, Bldg Sprt
JSN | NAME | QTY | ACQ/INS | DESCRIPTION
A5077 | Dispenser, Hand Sanitizer, Hands-Free | 1 | VV | A touch free wall-mounted hand sanitizer dispenser. For use throughout a healthcare facility. Unit does not include the sanitizing liquid. Units are battery operated.
A6046 | Artwork, Decorative, With Frame | 1 | VV | This JSN is to be used for determining and defining location of decorative artwork.
F0206 | Chair, Side, Bariatric, With Arms | 1 | VV | A bariatric side chair with arms for use in a waiting room, lobby or other patient area. Chair will have a padded seat and back and have a capacity of 800 pounds.
F0305 | Chair, Waiting Room, Single | 1 | VV | Single seat waiting room chair with foam padded seat and back. Upholstered with either woven fabric textile or vinyl. Arms and floor glides included.
F2000 | Basket, Wastepaper, Fire Resistant | 1 | VV | Wastepaper basket, fire resistant, approximately 40 quart capacity. This unit is used to collect and temporarily store small quantities of paper refuse in patient rooms, administrative areas and nursing stations. Size and shape varies depending on the application and manufacturer selected.
F2300 | Rack, Magazine, Wall Mounted | 1 | VV | Wall mounted magazine rack with nine (9) magazine holding compartments.
F3200 | Clock, Battery, 12" Diameter | 1 | VV | Clock, 12" diameter. Round surface, easy to read numbers with sweep second hand. Wall mounted unit for use when impractical to install a fully synchronized clock system. Battery operated, (batteries not included).
2 - SB051 - IP Surg Family Waiting, Bldg Sprt | 2 - SB051 - IP Surg Family Waiting, Bldg Sprt | 2 - SB051 - IP Surg Family Waiting, Bldg Sprt | 2 - SB051 - IP Surg Family Waiting, Bldg Sprt | 2 - SB051 - IP Surg Family Waiting, Bldg Sprt
JSN | NAME | QTY | ACQ/INS | DESCRIPTION
A5077 | Dispenser, Hand Sanitizer, Hands-Free | 1 | VV | A touch free wall-mounted hand sanitizer dispenser. For use throughout a healthcare facility. Unit does not include the sanitizing liquid. Units are battery operated.
F0250 | Chair, Arm, Lounge Type | 1 | VV | Lounge chair approximately 33" high X 28" wide X 29" deep, with arms and floor glides. Chair completely padded and upholstered in either woven textile fabric or vinyl.
F0375 | Sofa, Upholstered | 1 | VV | Executive sofa with woven fabric textile or vinyl upholstery, foam padded arms, steel spring and foam rubber backs and seats, and floor glides.
F2000 | Basket, Wastepaper, Fire Resistant | 2 | VV | Wastepaper basket, fire resistant, approximately 40 quart capacity. This unit is used to collect and temporarily store small quantities of paper refuse in patient rooms, administrative areas and nursing stations. Size and shape varies depending on the application and manufacturer selected.
F3200 | Clock, Battery, 12" Diameter | 1 | VV | Clock, 12" diameter. Round surface, easy to read numbers with sweep second hand. Wall mounted unit for use when impractical to install a fully synchronized clock system. Battery operated, (batteries not included).
3 - SC183 - IP Surg Reception / Registration, Clncl Sprt | 3 - SC183 - IP Surg Reception / Registration, Clncl Sprt | 3 - SC183 - IP Surg Reception / Registration, Clncl Sprt | 3 - SC183 - IP Surg Reception / Registration, Clncl Sprt | 3 - SC183 - IP Surg Reception / Registration, Clncl Sprt
JSN | NAME | QTY | ACQ/INS | DESCRIPTION
A1015 | Telephone, Desk, Multiple Line | 1 | VV | Telephone, desk, multiple line.
A6105 | Counter, Reception Control, Built-In | 1 | CC | Counter, control, inpatient, built-in. Consists of two 18” wide base cabinets with two drawers and file drawer, two 30” wide pencil drawers and two 18” wide base cabinet with four drawers. The countertop shall be a composition of wood particle core with plastic laminate surface having a hard smooth surface finish, standard thickness of 1” and a 4” butt backsplash/curb. Pricing based on a 30" depth.
F0275 | Chair, Swivel, High Back | 1 | VV | Highback contemporary swivel chair, 41" high X 23" wide X 23" deep with five (5) caster swivel base and arms. Chair may be used at desks or in conference rooms. Back and seat are foam padded and upholstered with either woven textile fabric or vinyl.
F2000 | Basket, Wastepaper, Fire Resistant | 1 | VV | Wastepaper basket, fire resistant, approximately 40 quart capacity. This unit is used to collect and temporarily store small quantities of paper refuse in patient rooms, administrative areas and nursing stations. Size and shape varies depending on the application and manufacturer selected.
M1801 | Computer, Microprocessing, w/Flat Panel Monitor | 1 | VV | Desk top microprocessing computer. The unit shall consist of a central processing mini tower, flat panel monitor, keyboard, mouse and speakers. The system shall have the following minimum characteristics: a 2.8 GHz Pentium processor; 512 MB memory; 80GB hard drive; 32/48x CD-ROMDVD combo; 1.44MB network interface card; video 32 MB NVIDIA; a 18 inch flat panel monitor. The computer is used throughout the facility to input, manipulate and retrieve information.
4 - SC165 - IP Surg Patient Check-in Kiosk, Clncl Sprt | 4 - SC165 - IP Surg Patient Check-in Kiosk, Clncl Sprt | 4 - SC165 - IP Surg Patient Check-in Kiosk, Clncl Sprt | 4 - SC165 - IP Surg Patient Check-in Kiosk, Clncl Sprt | 4 - SC165 - IP Surg Patient Check-in Kiosk, Clncl Sprt
JSN | NAME | QTY | ACQ/INS | DESCRIPTION
M1890 | Kiosk, Educational, Stand-Up | 1 | VV | A free standing Kiosk providing educational information for patients. The kiosk will, as a minimum, include a computer, an LCD display of approximately 19" with a touch screen, keyboard with track ball, speakers, printer, card reader, bar code scanner and housed in a durable steel enclosure. The unit will contain all necessary software packages to satisfy a wide spectrum of information distribution. Final configuration of kiosk will be determined at time of purchase.
5 - SB191 - IP Surg Visitor Toilet, Bldg Sprt | 5 - SB191 - IP Surg Visitor Toilet, Bldg Sprt | 5 - SB191 - IP Surg Visitor Toilet, Bldg Sprt | 5 - SB191 - IP Surg Visitor Toilet, Bldg Sprt | 5 - SB191 - IP Surg Visitor Toilet, Bldg Sprt
JSN | NAME | QTY | ACQ/INS | DESCRIPTION
A1067 | Mirror, Float Glass, ADA Accessible | 1 | CC | A high quality 1/4" polished float glass mirror with a stainless steel frame. Frame holds mirror in a tilted position for accessibility and compliance with ADA requirements. Mirror has a galvanized steel back secured to frame with concealed screws with integral horizontal hanging brackets. Mirror shall be approximately 18" wide and 36" high. Other sizes are available.
A4995 | Table, Diaper Changing, Wall Mounted | 1 | CC | Wall mounted diaper changing table for use in public restrooms. Unit is a fold down system that folds upward when not in use for minimal intrusion into the room. Changing surface is contoured and has safety belt to insure that an infant will not fall from the table. Table is designed to hold no less than 250 pounds static weight. Closed dimensions are approximately 21" H x 36" W x 5" D. Open dimensions vary according to style. One system's open dimensions are 15 " high, 32" wide and 19" deep.
A5075 | Dispenser, Soap, Disposable | 1 | VV | Disposable soap dispenser. One-handed dispensing operation. Designed to accommodate disposable soap cartridge and valve.
A5082 | Dispenser, Paper Towel, Sensor, Hands Free | 1 | CC | A surface mounted, sensor activated, automatic, roll paper towel dispenser. The unit dispenses a paper towel automatically only when hands are place in position below the dispenser for maximum sanitation and hygiene. May include adjustable settings for sheet length, time delay, and sensor range. Unit is battery operated or with optional AC power adapter.
A5090 | Disposal, Sanitary Napkin, SS, Surface Mounted | 1 | CC | A surface mounted, satin finish stainless steel, sanitary napkin disposal. Disposal features a flip-up cover, secured to the container by a heavy duty stainless steel piano-hinge. Disposal may be secured to wall or toilet partition. For general purpose use in female toilet stalls or rooms and uni-sex toilet rooms.
A5109 | Grab Bar, 1-1/4" Dia., SS, 2 Wall, W/C Accessible | 1 | CC | A 1-1/4" diameter, satin finish stainless steel, peened gripping surface, 2 wall toilet stall/ room, grab bar with concealed mounting flanges. Snap over flanges are provided to conceal mounting screws. A selection of mounting kits and concealed anchor devices are available from the manufacturers for different types of installations. Grab bar shall comply with barrier-free accessibility guidelines for structural strength. For typical water closet applications in toilet stalls and rooms where ADA (American's With Disabilities Act) requirements must be met.
A5145 | Hook, Garment, Double, SS, Surface Mounted | 1 | CC | A surface mounted, satin finish stainless steel, double garment hook. Equipped with a concealed mounting bracket that is secured to a concealed wall plate. For general purpose use throughout the facility to hang various items of apparel.
A5200 | Dispenser, Toilet Tissue, SS, 2-Roll, Surface Mntd | 1 | CC | A concealed surface mounted, double roll, satin finish stainless steel, toilet tissue dispenser. Unit accommodates two standard-core toilet tissue rolls through 5" in diameter. Spindles are chrome plated plastic with a heavy-duty internal spring and turn freely for non-controlled delivery. For general purpose use in restrooms.
F2010 | Basket, Wastepaper, Step-On | 1 | VV | "Step-on" wastepaper basket with inner liner and foot petal activated flip top.
P3200 | Lavatory, Vitreous China, Slab Type w/Sens Op Fauc | 1 | CC | Wall mounted, slab type, vitreous china, lavatory (approximately 7 x 15 x 10 inches) with faucet holes on 4 inch centers; electronic sensor operated, goose neck spout and grid strainer. It shall be suitable for use in clinics, offices and patient care areas.
P9050 | Toilet, Wall Hung, Siphon Jet | 1 | CC | Siphon jet water closet/ toilet. This unit is wall hung with an elongated bowl, top spud flushometer, seat with open front and check hinge, and carrier. Used in restrooms throughout the health care facility.
6 - SB136 - IP Surg Family Toilet, Bldg Sprt | 6 - SB136 - IP Surg Family Toilet, Bldg Sprt | 6 - SB136 - IP Surg Family Toilet, Bldg Sprt | 6 - SB136 - IP Surg Family Toilet, Bldg Sprt | 6 - SB136 - IP Surg Family Toilet, Bldg Sprt
JSN | NAME | QTY | ACQ/INS | DESCRIPTION
A1067 | Mirror, Float Glass, ADA Accessible | 1 | CC | A high quality 1/4" polished float glass mirror with a stainless steel frame. Frame holds mirror in a tilted position for accessibility and compliance with ADA requirements. Mirror has a galvanized steel back secured to frame with concealed screws with integral horizontal hanging brackets. Mirror shall be approximately 18" wide and 36" high. Other sizes are available.
A4995 | Table, Diaper Changing, Wall Mounted | 1 | CC | Wall mounted diaper changing table for use in public restrooms. Unit is a fold down system that folds upward when not in use for minimal intrusion into the room. Changing surface is contoured and has safety belt to insure that an infant will not fall from the table. Table is designed to hold no less than 250 pounds static weight. Closed dimensions are approximately 21" H x 36" W x 5" D. Open dimensions vary according to style. One system's open dimensions are 15 " high, 32" wide and 19" deep.
A5075 | Dispenser, Soap, Disposable | 1 | VV | Disposable soap dispenser. One-handed dispensing operation. Designed to accommodate disposable soap cartridge and valve.
A5082 | Dispenser, Paper Towel, Sensor, Hands Free | 1 | CC | A surface mounted, sensor activated, automatic, roll paper towel dispenser. The unit dispenses a paper towel automatically only when hands are place in position below the dispenser for maximum sanitation and hygiene. May include adjustable settings for sheet length, time delay, and sensor range. Unit is battery operated or with optional AC power adapter.
A5090 | Disposal, Sanitary Napkin, SS, Surface Mounted | 1 | CC | A surface mounted, satin finish stainless steel, sanitary napkin disposal. Disposal features a flip-up cover, secured to the container by a heavy duty stainless steel piano-hinge. Disposal may be secured to wall or toilet partition. For general purpose use in female toilet stalls or rooms and uni-sex toilet rooms.
A5109 | Grab Bar, 1-1/4" Dia., SS, 2 Wall, W/C Accessible | 1 | CC | A 1-1/4" diameter, satin finish stainless steel, peened gripping surface, 2 wall toilet stall/ room, grab bar with concealed mounting flanges. Snap over flanges are provided to conceal mounting screws. A selection of mounting kits and concealed anchor devices are available from the manufacturers for different types of installations. Grab bar shall comply with barrier-free accessibility guidelines for structural strength. For typical water closet applications in toilet stalls and rooms where ADA (American's With Disabilities Act) requirements must be met.
A5145 | Hook, Garment, Double, SS, Surface Mounted | 1 | CC | A surface mounted, satin finish stainless steel, double garment hook. Equipped with a concealed mounting bracket that is secured to a concealed wall plate. For general purpose use throughout the facility to hang various items of apparel.
A5200 | Dispenser, Toilet Tissue, SS, 2-Roll, Surface Mntd | 1 | CC | A concealed surface mounted, double roll, satin finish stainless steel, toilet tissue dispenser. Unit accommodates two standard-core toilet tissue rolls through 5" in diameter. Spindles are chrome plated plastic with a heavy-duty internal spring and turn freely for non-controlled delivery. For general purpose use in restrooms.
CT025 | Countertop, Solid Surface with Sink Combination | 1 | CC | A solid, nonporous countertop approximately 36"W x 22"D with a undercounter sink combination. The countertop is an acrylic-based solid surface product with a standard thickness of 1", and a 4" butt backsplash/curb. Surfaces will be easy to clean and maintain. Also referred to as a work surface or work top with sink. Available in a choice of colors, depths and sink shapes. Used for various applications in patient rooms, restrooms and throughout the facility. Usually a part of a casework interior design program. Unit does not include the drain and faucet.
F2015 | Basket, Wastepaper, Metal/Plastic,2 Swinging Doors | 1 | VV | Metal receptacle for soiled / used towels or waste. Equipped with a removable tapered top with two independently operating self-closing, spring hinged doors. Used in public facilities for the collection and temporary storage of refuse.
P9050 | Toilet, Wall Hung, Siphon Jet | 1 | CC | Siphon jet water closet/ toilet. This unit is wall hung with an elongated bowl, top spud flushometer, seat with open front and check hinge, and carrier. Used in restrooms throughout the health care facility.
7 - SC170 - IP Surg Patient Education Kiosk, Clncl Sprt | 7 - SC170 - IP Surg Patient Education Kiosk, Clncl Sprt | 7 - SC170 - IP Surg Patient Education Kiosk, Clncl Sprt | 7 - SC170 - IP Surg Patient Education Kiosk, Clncl Sprt | 7 - SC170 - IP Surg Patient Education Kiosk, Clncl Sprt
JSN | NAME | QTY | ACQ/INS | DESCRIPTION
A1010 | Telecommunication Outlet | 1 | VV | Telecommunication outlet location.
A1012 | Telephone, Wall Mounted, 1 Line | 1 | VV | Telephone, wall mounted, 1 line.
E0042 | Workcenter, Computer, Free Standing, 48" W | 1 | VV | THIS TYPICAL INCLUDES: 1 Tool Rail 2 Paper Tray 1 Diagonal Tray 1 Freestanding Work Surface 1 Mobile Pedestal, Box/File 1 Adjustable Keyboard Tray
F0280 | Chair, Swivel, Low Back | 1 | VV | Low back contemporary swivel chair, 37" high X 25" wide X 31" deep with a five (5) caster swivel base, arms and foam padded seat and back upholstered with either woven textile fabric or vinyl.
F2000 | Basket, Wastepaper, Fire Resistant | 1 | VV | Wastepaper basket, fire resistant, approximately 40 quart capacity. This unit is used to collect and temporarily store small quantities of paper refuse in patient rooms, administrative areas and nursing stations. Size and shape varies depending on the application and manufacturer selected.
M1801 | Computer, Microprocessing, w/Flat Panel Monitor | 7 | VV | Desk top microprocessing computer. The unit shall consist of a central processing mini tower, flat panel monitor, keyboard, mouse and speakers. The system shall have the following minimum characteristics: a 2.8 GHz Pentium processor; 512 MB memory; 80GB hard drive; 32/48x CD-ROMDVD combo; 1.44MB network interface card; video 32 MB NVIDIA; a 18 inch flat panel monitor. The computer is used throughout the facility to input, manipulate and retrieve information.
M1890 | Kiosk, Educational, Stand-Up | 1 | VV | A free standing Kiosk providing educational information for patients. The kiosk will, as a minimum, include a computer, an LCD display of approximately 19" with a touch screen, keyboard with track ball, speakers, printer, card reader, bar code scanner and housed in a durable steel enclosure. The unit will contain all necessary software packages to satisfy a wide spectrum of information distribution. Final configuration of kiosk will be determined at time of purchase.
8 - SC171 - IP Surg Patient Education Room, Clncl Sprt | 8 - SC171 - IP Surg Patient Education Room, Clncl Sprt | 8 - SC171 - IP Surg Patient Education Room, Clncl Sprt | 8 - SC171 - IP Surg Patient Education Room, Clncl Sprt | 8 - SC171 - IP Surg Patient Education Room, Clncl Sprt
JSN | NAME | QTY | ACQ/INS | DESCRIPTION
A1010 | Telecommunication Outlet | 2 | VV | Telecommunication outlet location.
A6046 | Artwork, Decorative, With Frame | 2 | VV | This JSN is to be used for determining and defining location of decorative artwork.
E0042 | Workcenter, Computer, Free Standing, 48" W | 2 | VV | THIS TYPICAL INCLUDES: 1 Tool Rail 2 Paper Tray 1 Diagonal Tray 1 Freestanding Work Surface 1 Mobile Pedestal, Box/File 1 Adjustable Keyboard Tray
F0280 | Chair, Swivel, Low Back | 4 | VV | Low back contemporary swivel chair, 37" high X 25" wide X 31" deep with a five (5) caster swivel base, arms and foam padded seat and back upholstered with either woven textile fabric or vinyl.
F2000 | Basket, Wastepaper, Fire Resistant | 2 | VV | Wastepaper basket, fire resistant, approximately 40 quart capacity. This unit is used to collect and temporarily store small quantities of paper refuse in patient rooms, administrative areas and nursing stations. Size and shape varies depending on the application and manufacturer selected.
F2300 | Rack, Magazine, Wall Mounted | 1 | VV | Wall mounted magazine rack with nine (9) magazine holding compartments.
F2310 | Rack, Pamphlet, Wall Mounted | 1 | VV | Wall mounted pamphlet rack up to 12 (twelve) pamphlet holding pockets. Unit is used to store and display educational pamphlets.
F3200 | Clock, Battery, 12" Diameter | 1 | VV | Clock, 12" diameter. Round surface, easy to read numbers with sweep second hand. Wall mounted unit for use when impractical to install a fully synchronized clock system. Battery operated, (batteries not included).
M1801 | Computer, Microprocessing, w/Flat Panel Monitor | 2 | VV | Desk top microprocessing computer. The unit shall consist of a central processing mini tower, flat panel monitor, keyboard, mouse and speakers. The system shall have the following minimum characteristics: a 2.8 GHz Pentium processor; 512 MB memory; 80GB hard drive; 32/48x CD-ROMDVD combo; 1.44MB network interface card; video 32 MB NVIDIA; a 18 inch flat panel monitor. The computer is used throughout the facility to input, manipulate and retrieve information.
M1825 | Printer, Computer | 2 | VV | High resolution computer printer with a variety of type styles and sheet/envelope feeder trays. Database information reflects network ready, medium duty office style laser printers. Other types of printers (bubble jet, dot matrix, line or plotter) as well as light or heavy use capabilities are available.
9 - SC271 - IP Surg Consult Room, Clncl Sprt | 9 - SC271 - IP Surg Consult Room, Clncl Sprt | 9 - SC271 - IP Surg Consult Room, Clncl Sprt | 9 - SC271 - IP Surg Consult Room, Clncl Sprt | 9 - SC271 - IP Surg Consult Room, Clncl Sprt
JSN | NAME | QTY | ACQ/INS | DESCRIPTION
A1010 | Telecommunication Outlet | 2 | VV | Telecommunication outlet location.
A1012 | Telephone, Wall Mounted, 1 Line | 1 | VV | Telephone, wall mounted, 1 line.
A5145 | Hook, Garment, Double, SS, Surface Mounted | 1 | CC | A surface mounted, satin finish stainless steel, double garment hook. Equipped with a concealed mounting bracket that is secured to a concealed wall plate. For general purpose use throughout the facility to hang various items of apparel.
F0115 | Bookcase, Open, 5 Shelf | 1 | VV | Freestanding open shelf bookcase, approximately 82" high X 37" wide X 18" deep with 5 (five) adjustable shelves. Unit can be separate or part of a system with available add-on shelving.
F0205 | Chair, Side With Arms | 3 | VV | Upholstered side chair, 32" high X 21" wide X 23" deep with arms, padded seats and padded backs. Seat height is a minimum of 17". Available with or without sled base.
F0750 | Table, Office, (size as required) | 1 | VV | Office table, sized as required. May be used as either a four (4) to six (6) person conference table or as an extra work surface area.
F2000 | Basket, Wastepaper, Fire Resistant | 1 | VV | Wastepaper basket, fire resistant, approximately 40 quart capacity. This unit is used to collect and temporarily store small quantities of paper refuse in patient rooms, administrative areas and nursing stations. Size and shape varies depending on the application and manufacturer selected.
F3200 | Clock, Battery, 12" Diameter | 1 | VV | Clock, 12" diameter. Round surface, easy to read numbers with sweep second hand. Wall mounted unit for use when impractical to install a fully synchronized clock system. Battery operated, (batteries not included).
M0506 | Television, Flat Screen | 1 | VV | Flat screen television with approximately 32'" to 40' diagonal screen size. The TV will have built-in speakers, NTSC tuner, a 16:9 wide screen aspect ratio, a minimum of 1280 x 768 resolution and a remote control.
M1802 | Work Station, Computer, Retractable, Wall Mounted | 1 | VV | A wall mounted retractable work station. Work station is used as a computer station in treatment rooms, exam rooms and areas where physical space in limited.
10 - SV381 - IP Surg Patient Refreshment Alcove, F&N Svc | 10 - SV381 - IP Surg Patient Refreshment Alcove, F&N Svc | 10 - SV381 - IP Surg Patient Refreshment Alcove, F&N Svc | 10 - SV381 - IP Surg Patient Refreshment Alcove, F&N Svc | 10 - SV381 - IP Surg Patient Refreshment Alcove, F&N Svc
JSN | NAME | QTY | ACQ/INS | DESCRIPTION
A5075 | Dispenser, Soap, Disposable | 1 | VV | Disposable soap dispenser. One-handed dispensing operation. Designed to accommodate disposable soap cartridge and valve.
A5080 | Dispenser, Paper Towel, SS, Surface Mounted | 1 | CC | A surface mounted, satin finish stainless steel, single-fold, paper towel dispenser. Dispenser features: tumbler lock; front hinged at bottom; and refill indicator slot. Minimum capacity 400 single-fold paper towels. For general purpose use throughout the facility.
C02D0 | Cabinet, U/C/B, 4 Drawer, 36x24x22 | 1 | CC | Standing height under counter base cabinet with four full width drawers of equal height. Also referred to as a drawer cabinet. For general purpose use throughout the facility.
C02Q0 | Cabinet, Sink, U/C/B, 1 Door, 36x24x22 | 1 | CC | Standing height under counter base sink cabinet with a solid right or left-hinged door (appropriate door configuration to be indicated on equipment elevation drawings). Also referred to as a single-door sink cabinet. For general purpose use throughout the facility where a sink is to be used. Coordinate actual clear cabinet dimension with the actual outside dimension of sink that is specified to ensure that they are compatible.
CB020 | Cabinet, W/H, 2 Shelf, 1 DO, Sloping Top, 38x24x13 | 1 | CC | Wall hung cabinet with two adjustable shelves, solid right or left-hinged door (appropriate door hinge configuration to be indicated on equipment elevation drawings), and sloping top. Also referred to as a solid hinged single door case. For general purpose use throughout the facility.
CS010 | Sink, SS, Single Compartment, 7.5x12x12 ID | 1 | CC | Single compartment stainless steel sink, drop-in, self-rimming, ledge-type, connected with a drain and provided with a mixing faucet. It shall also be provided with pre-punched fixture holes on 4" center, integral back ledge to accommodate deck-mounted fixtures, brushed/polished interior and top surfaces, and sound deadened. Recommended for use in suspended or U/C/B sink cabinets having a high plastic laminate or Chemsurf laminate countertop/work surface. For general purpose use throughout the facility.
CT030 | Countertop, High Pressure Laminate | 1 | CC | High pressure laminate countertop (composition of wood particle core with plastic laminate surface) having a hard smooth surface finish, standard thickness of 1", and a 4" butt backsplash/curb. Also referred to as a work surface or work top. Available in a wide choice of colors, patterns, and depths. Used in general purpose areas requiring a basic work surface arrangement with limited heat resistance and poor chemical resistance. Pricing based upon a 24" depth.
F2000 | Basket, Wastepaper, Fire Resistant | 1 | VV | Wastepaper basket, fire resistant, approximately 40 quart capacity. This unit is used to collect and temporarily store small quantities of paper refuse in patient rooms, administrative areas and nursing stations. Size and shape varies depending on the application and manufacturer selected.
F3025 | Board, Bulletin, Wood Framed | 1 | VV | Bulletin board approximately 36"W x 24"H. Wood framed 1/2" cork posting panel with moisture proof backing. Units are factory assembled and have keyhole hangers for easy installation.
K1552 | Brewer, Coffee, Auto, Elect, 3 Burner, Front/Back | 1 | VV | Space saving front to back automatic coffee maker. This unit includes a heating tank, connection for a cold water supply, decanter service with three burners, funnel and a water flow controller. The unit is used for semi-automatic coffee brewing in cafeterias and commercial institutions. The unit automatically shuts off the water flow when enough has passed through to fill the pot. The unit is normally provided plumbed with a hot water faucet to the side for making other hot drinks (tea, cider, cocoa, etc.). The database height dimension does not include the clearance for coffee decanters warming on the upper burners.
11 - SB252 - IP Surg Wheelchair / Stretcher Alcove, Bldg Sprt | 11 - SB252 - IP Surg Wheelchair / Stretcher Alcove, Bldg Sprt | 11 - SB252 - IP Surg Wheelchair / Stretcher Alcove, Bldg Sprt | 11 - SB252 - IP Surg Wheelchair / Stretcher Alcove, Bldg Sprt | 11 - SB252 - IP Surg Wheelchair / Stretcher Alcove, Bldg Sprt
JSN | NAME | QTY | ACQ/INS | DESCRIPTION
M4655 | Stretcher, Mobile, CRS, 9 Position | 1 | VV | Mobile stretcher. All corrosion resistant stainless steel construction. It consists of a tubular frame with side rails, a 9-position hydraulic base with pneumatic fowler adjustment, and a 2" pad. Unit is mounted on 8" conductive casters. Designed for patient transport as well as for minor surgical procedures.
M4705 | Wheelchair, Patient Transport, Folding | 1 | VV | Folding patient transport wheelchair. Constructed of chrome plated steel with detachable armrest and footrests. Unit has heavy duty front casters with sealed radial high-precision ball bearing assembly. Unit is used for patient transport.
M4710 | Wheelchair, Patient, Bariatric, Transport, Folding | 1 | VV | Folding bariatric patient transport wheelchair with a capacity of at least 500 lbs. Constructed with a heavy duty steel frame and double cross brace, with detachable armrest and swing away footrests. Unit has heavy duty front casters and rear wheels with precision wheel bearings in front and rear assembly. Unit is used for patient movement.
2 - INPATIENT (IP) SURGICAL / ENDOVASCULAR PRE-OPERATIVE ASSESSMENT UNIT AREA | 2 - INPATIENT (IP) SURGICAL / ENDOVASCULAR PRE-OPERATIVE ASSESSMENT UNIT AREA | 2 - INPATIENT (IP) SURGICAL / ENDOVASCULAR PRE-OPERATIVE ASSESSMENT UNIT AREA | 2 - INPATIENT (IP) SURGICAL / ENDOVASCULAR PRE-OPERATIVE ASSESSMENT UNIT AREA | 2 - INPATIENT (IP) SURGICAL / ENDOVASCULAR PRE-OPERATIVE ASSESSMENT UNIT AREA
1 - SB003 - IP Surg Pre-Op Assessment Patient Waiting, Bldg Sprt | 1 - SB003 - IP Surg Pre-Op Assessment Patient Waiting, Bldg Sprt | 1 - SB003 - IP Surg Pre-Op Assessment Patient Waiting, Bldg Sprt | 1 - SB003 - IP Surg Pre-Op Assessment Patient Waiting, Bldg Sprt | 1 - SB003 - IP Surg Pre-Op Assessment Patient Waiting, Bldg Sprt
JSN | NAME | QTY | ACQ/INS | DESCRIPTION
A5077 | Dispenser, Hand Sanitizer, Hands-Free | 1 | VV | A touch free wall-mounted hand sanitizer dispenser. For use throughout a healthcare facility. Unit does not include the sanitizing liquid. Units are battery operated.
A6046 | Artwork, Decorative, With Frame | 1 | VV | This JSN is to be used for determining and defining location of decorative artwork.
F0206 | Chair, Side, Bariatric, With Arms | 1 | VV | A bariatric side chair with arms for use in a waiting room, lobby or other patient area. Chair will have a padded seat and back and have a capacity of 800 pounds.
F0305 | Chair, Waiting Room, Single | 1 | VV | Single seat waiting room chair with foam padded seat and back. Upholstered with either woven fabric textile or vinyl. Arms and floor glides included.
F2000 | Basket, Wastepaper, Fire Resistant | 1 | VV | Wastepaper basket, fire resistant, approximately 40 quart capacity. This unit is used to collect and temporarily store small quantities of paper refuse in patient rooms, administrative areas and nursing stations. Size and shape varies depending on the application and manufacturer selected.
F2300 | Rack, Magazine, Wall Mounted | 1 | VV | Wall mounted magazine rack with nine (9) magazine holding compartments.
F3200 | Clock, Battery, 12" Diameter | 1 | VV | Clock, 12" diameter. Round surface, easy to read numbers with sweep second hand. Wall mounted unit for use when impractical to install a fully synchronized clock system. Battery operated, (batteries not included).
2 - SC183 - IP Surg Pre-Op Assessment Patient Reception / Registration, Clncl Sprt | 2 - SC183 - IP Surg Pre-Op Assessment Patient Reception / Registration, Clncl Sprt | 2 - SC183 - IP Surg Pre-Op Assessment Patient Reception / Registration, Clncl Sprt | 2 - SC183 - IP Surg Pre-Op Assessment Patient Reception / Registration, Clncl Sprt | 2 - SC183 - IP Surg Pre-Op Assessment Patient Reception / Registration, Clncl Sprt
JSN | NAME | QTY | ACQ/INS | DESCRIPTION
A1015 | Telephone, Desk, Multiple Line | 1 | VV | Telephone, desk, multiple line.
A6105 | Counter, Reception Control, Built-In | 1 | CC | Counter, control, inpatient, built-in. Consists of two 18” wide base cabinets with two drawers and file drawer, two 30” wide pencil drawers and two 18” wide base cabinet with four drawers. The countertop shall be a composition of wood particle core with plastic laminate surface having a hard smooth surface finish, standard thickness of 1” and a 4” butt backsplash/curb. Pricing based on a 30" depth.
F0275 | Chair, Swivel, High Back | 1 | VV | Highback contemporary swivel chair, 41" high X 23" wide X 23" deep with five (5) caster swivel base and arms. Chair may be used at desks or in conference rooms. Back and seat are foam padded and upholstered with either woven textile fabric or vinyl.
F2000 | Basket, Wastepaper, Fire Resistant | 1 | VV | Wastepaper basket, fire resistant, approximately 40 quart capacity. This unit is used to collect and temporarily store small quantities of paper refuse in patient rooms, administrative areas and nursing stations. Size and shape varies depending on the application and manufacturer selected.
M1801 | Computer, Microprocessing, w/Flat Panel Monitor | 1 | VV | Desk top microprocessing computer. The unit shall consist of a central processing mini tower, flat panel monitor, keyboard, mouse and speakers. The system shall have the following minimum characteristics: a 2.8 GHz Pentium processor; 512 MB memory; 80GB hard drive; 32/48x CD-ROMDVD combo; 1.44MB network interface card; video 32 MB NVIDIA; a 18 inch flat panel monitor. The computer is used throughout the facility to input, manipulate and retrieve information.
3 - CS111 - IP Pre-Op Assessment Exam Room, Surg Svc | 3 - CS111 - IP Pre-Op Assessment Exam Room, Surg Svc | 3 - CS111 - IP Pre-Op Assessment Exam Room, Surg Svc | 3 - CS111 - IP Pre-Op Assessment Exam Room, Surg Svc | 3 - CS111 - IP Pre-Op Assessment Exam Room, Surg Svc
JSN | NAME | QTY | ACQ/INS | DESCRIPTION
A1010 | Telecommunication Outlet | 2 | VV | Telecommunication outlet location.
A1012 | Telephone, Wall Mounted, 1 Line | 1 | VV | Telephone, wall mounted, 1 line.
A1066 | Mirror, Float Glass, With SS Frame | 1 | CC | A high quality 1/4" polished float glass mirror 36X18, framed in a one-piece, bright polished, stainless steel channel frame with 90° mitered corners. All edges of the mirror are protected by absorbing filler strips. Mirror has a galvanized steel back with integral horizontal hanging brackets and wall hanger for concealed mounting. For mounting above single wall mounted lavatories located in toilet areas, Doctors examination offices, etc. May also be used above double lavatories, either wall or countertop mounted, found in restroom areas.
A1132 | Rail, Accessory Mounting, Length As Required | 2 | VC | Horizontal equipment mounting rail with lock mounting devices capable of; supporting up to 75 pounds each, being repositioned, and mounting and dismounting of equipment without the use of tools (special tools may be required to unlock adapter that was previously locked to the rail). The rail must be capable of supporting medical equipment and accessories normally found in exam or patient rooms. The rail system must be capable of mounting and dismounting equipment without leaving or creating new holes in the finished surface of the wall. The rail system utilizes a series of mounting plates and adapters specific to the device being mounted to the rail. The plate and adapter rail mounting kit must be specified to match the equipment being mounted to the equipment rail.
A5075 | Dispenser, Soap, Disposable | 1 | VV | Disposable soap dispenser. One-handed dispensing operation. Designed to accommodate disposable soap cartridge and valve.
A5080 | Dispenser, Paper Towel, SS, Surface Mounted | 1 | CC | A surface mounted, satin finish stainless steel, single-fold, paper towel dispenser. Dispenser features: tumbler lock; front hinged at bottom; and refill indicator slot. Minimum capacity 400 single-fold paper towels. For general purpose use throughout the facility.
A5106 | Waste Disposal Unit, Sharps w/Glove Dispenser | 1 | VV | The unit is designed for the disposal of sharps and complies with OSHA guidelines for the handling of sharps. It shall house a 5 quart container and be capable of being mounted on a wall. It shall have a glove dispenser attached. The unit shall be secured by a locked enclosure.
A5145 | Hook, Garment, Double, SS, Surface Mounted | 2 | CC | A surface mounted, satin finish stainless steel, double garment hook. Equipped with a concealed mounting bracket that is secured to a concealed wall plate. For general purpose use throughout the facility to hang various items of apparel.
A5180 | Track, Cubicle, Surface Mounted, With Curtain | 10 | VV | Surface mounted cubicle track, with curtain. Track constructed of thick extruded aluminum. Equipped with self lubricating carriers, beaded drop chain hooks, and flame resistant curtain. To include removable end caps. Designed to be suspended around patient areas where privacy is needed. Price listed is per foot of the track, curtains to be priced per quote.
A6046 | Artwork, Decorative, With Frame | 1 | VV | This JSN is to be used for determining and defining location of decorative artwork.
E0948 | Cart, General Storage, Mobile, 42"H x 32"W x 22"D | 1 | VV | THIS TYPICAL INCLUDES: 1 Cart Body, Style-A Narrow, w/Raised Edge Top 2 Drawers, 3" H 4 Drawers, 6" H 1 Accessory Rail, Side Drawer Organizer Bins
F0210 | Chair, Side, Without Arms | 1 | VV | Upholstered side chair approximately 32" high X 19" wide X 23" deep with floor glides. Seat is non-tilting and without arms.
F0340 | Stool, Self Adjusting | 1 | VV | Self adjusting stool. Consists of a foam padded upholstered seat with attached foot rest for added comfort. Mounted on swivel casters. Designed for doctor's use during examinations.
F2000 | Basket, Wastepaper, Fire Resistant | 1 | VV | Wastepaper basket, fire resistant, approximately 40 quart capacity. This unit is used to collect and temporarily store small quantities of paper refuse in patient rooms, administrative areas and nursing stations. Size and shape varies depending on the application and manufacturer selected.
F3200 | Clock, Battery, 12" Diameter | 1 | VV | Clock, 12" diameter. Round surface, easy to read numbers with sweep second hand. Wall mounted unit for use when impractical to install a fully synchronized clock system. Battery operated, (batteries not included).
M1620 | Holder, Chart, Patient, Wall or Door Mounted | 1 | VV | Wall or door mounted patient chart holder. Constructed of durable plastic or metal. Used for holding patient records. Size as required.
M1801 | Computer, Microprocessing, w/Flat Panel Monitor | 1 | VV | Desk top microprocessing computer. The unit shall consist of a central processing mini tower, flat panel monitor, keyboard, mouse and speakers. The system shall have the following minimum characteristics: a 2.8 GHz Pentium processor; 512 MB memory; 80GB hard drive; 32/48x CD-ROMDVD combo; 1.44MB network interface card; video 32 MB NVIDIA; a 18 inch flat panel monitor. The computer is used throughout the facility to input, manipulate and retrieve information.
M1802 | Work Station, Computer, Retractable, Wall Mounted | 1 | VV | A wall mounted retractable work station. Work station is used as a computer station in treatment rooms, exam rooms and areas where physical space in limited.
M3072 | Frame, Infectious Waste Bag w/Lid | 1 | VV | Frame for an infectious waste collection bag. Made of heavy tubular stainless steel with heavy gauge welded steel platform. Adjust to hold 18" or 25" trash bags. Mounted on ball bearing casters and includes permanently mounted hinged lid. Provides means of bagging infectious waste at point of waste generation.
M4100 | Sphygmomanometer, Aneroid, Wall Mounted | 1 | VV | Aneroid sphygmomanometer. Unit is wall mounted and has large graphic dial display for easy reading from all angles. It has a 90 degree (angle) swivel and 10 degree (angle) forward tilt to reduce glare. Unit accuracy is within 1% of reading. Sturdy impact-resistant construction.
M4200 | Otoscope/Ophthalmoscope, Wall Mounted | 1 | VV | Wall mounted otoscope and ophthalmoscope. Includes 6 foot line cord and plug and accepts and includes two handles. Contains head turn-on/turn-off, built-in speculum tray and 8 foot coiled cords. Unit is designed for use in patient exam rooms.
M7401 | Light, Exam, Mobile, Spotlight, Mobile Stand | 1 | VV | The exam light shall be a mobile floor unit. The light will be a halogen bulb or LED that can produce a continuous and homogeneous spot of light adjustable from 5 to 9 inches in diameter from a set distance. The light intensity shall be a minimum of 750 foot-candles at a distance of 16 inches and have a color temperature of 3,200 degrees Kelvin. The unit will consist of an arm or sleeve of approximately 45 inches in length to allow for easy arm rotation and arm movement up and down. The unit shall be mounted on a caster base for easy movement.,
M9025 | Table, Examination/Treatment, With Cabinet | 1 | VV | Table, examination/treatment with cabinet. Cabinet type exam table with three section upholstered top adjustable to a full chair position. Concealed heel stirrups, dual outlets, drawers, and storage space with optional armboard. Unit is designed for general use in examination/treatment rooms.
P3100 | Lavatory, Vitreous China, Slab Type | 1 | CC | Wall mounted, slab type, vitreous china, lavatory (approximate bowl size 7"x15"x10") with: faucet holes on 4" centers; gooseneck spout; wrist blade handles; and grid strainer. It shall be suitable for use in clinics, offices, washrooms or patient care area.
4 - SB201 - IP Surg Pre-Op Assessment Patient Toilet, Bldg Sprt | 4 - SB201 - IP Surg Pre-Op Assessment Patient Toilet, Bldg Sprt | 4 - SB201 - IP Surg Pre-Op Assessment Patient Toilet, Bldg Sprt | 4 - SB201 - IP Surg Pre-Op Assessment Patient Toilet, Bldg Sprt | 4 - SB201 - IP Surg Pre-Op Assessment Patient Toilet, Bldg Sprt
JSN | NAME | QTY | ACQ/INS | DESCRIPTION
A1067 | Mirror, Float Glass, ADA Accessible | 1 | CC | A high quality 1/4" polished float glass mirror with a stainless steel frame. Frame holds mirror in a tilted position for accessibility and compliance with ADA requirements. Mirror has a galvanized steel back secured to frame with concealed screws with integral horizontal hanging brackets. Mirror shall be approximately 18" wide and 36" high. Other sizes are available.
A5075 | Dispenser, Soap, Disposable | 1 | VV | Disposable soap dispenser. One-handed dispensing operation. Designed to accommodate disposable soap cartridge and valve.
A5082 | Dispenser, Paper Towel, Sensor, Hands Free | 1 | CC | A surface mounted, sensor activated, automatic, roll paper towel dispenser. The unit dispenses a paper towel automatically only when hands are place in position below the dispenser for maximum sanitation and hygiene. May include adjustable settings for sheet length, time delay, and sensor range. Unit is battery operated or with optional AC power adapter.
A5090 | Disposal, Sanitary Napkin, SS, Surface Mounted | 1 | CC | A surface mounted, satin finish stainless steel, sanitary napkin disposal. Disposal features a flip-up cover, secured to the container by a heavy duty stainless steel piano-hinge. Disposal may be secured to wall or toilet partition. For general purpose use in female toilet stalls or rooms and uni-sex toilet rooms.
A5109 | Grab Bar, 1-1/4" Dia., SS, 2 Wall, W/C Accessible | 1 | CC | A 1-1/4" diameter, satin finish stainless steel, peened gripping surface, 2 wall toilet stall/ room, grab bar with concealed mounting flanges. Snap over flanges are provided to conceal mounting screws. A selection of mounting kits and concealed anchor devices are available from the manufacturers for different types of installations. Grab bar shall comply with barrier-free accessibility guidelines for structural strength. For typical water closet applications in toilet stalls and rooms where ADA (American's With Disabilities Act) requirements must be met.
A5145 | Hook, Garment, Double, SS, Surface Mounted | 1 | CC | A surface mounted, satin finish stainless steel, double garment hook. Equipped with a concealed mounting bracket that is secured to a concealed wall plate. For general purpose use throughout the facility to hang various items of apparel.
A5200 | Dispenser, Toilet Tissue, SS, 2-Roll, Surface Mntd | 1 | CC | A concealed surface mounted, double roll, satin finish stainless steel, toilet tissue dispenser. Unit accommodates two standard-core toilet tissue rolls through 5" in diameter. Spindles are chrome plated plastic with a heavy-duty internal spring and turn freely for non-controlled delivery. For general purpose use in restrooms.
F2010 | Basket, Wastepaper, Step-On | 1 | VV | "Step-on" wastepaper basket with inner liner and foot petal activated flip top.
P3000 | Lavatory, Vitreous China, Straight Back | 1 | CC | Wall mounted, vitreous china lavatory (approximate bowl size 7"x15"x10") with: straight-front apron, straight or contoured back; faucet holes on 4" centers; gooseneck spout; wrist blade handles; and grid strainer. It shall be suitable for use in clinics, offices, washrooms or patient care areas.
P9050 | Toilet, Wall Hung, Siphon Jet | 1 | CC | Siphon jet water closet/ toilet. This unit is wall hung with an elongated bowl, top spud flushometer, seat with open front and check hinge, and carrier. Used in restrooms throughout the health care facility.
5 - SC228 - IP Surg Pre-Op Assessment Patient Specimen Collection Alcove, Clncl Sprt | 5 - SC228 - IP Surg Pre-Op Assessment Patient Specimen Collection Alcove, Clncl Sprt | 5 - SC228 - IP Surg Pre-Op Assessment Patient Specimen Collection Alcove, Clncl Sprt | 5 - SC228 - IP Surg Pre-Op Assessment Patient Specimen Collection Alcove, Clncl Sprt | 5 - SC228 - IP Surg Pre-Op Assessment Patient Specimen Collection Alcove, Clncl Sprt
JSN | NAME | QTY | ACQ/INS | DESCRIPTION
A5075 | Dispenser, Soap, Disposable | 1 | VV | Disposable soap dispenser. One-handed dispensing operation. Designed to accommodate disposable soap cartridge and valve.
A5077 | Dispenser, Hand Sanitizer, Hands-Free | 1 | VV | A touch free wall-mounted hand sanitizer dispenser. For use throughout a healthcare facility. Unit does not include the sanitizing liquid. Units are battery operated.
A5082 | Dispenser, Paper Towel, Sensor, Hands Free | 1 | CC | A surface mounted, sensor activated, automatic, roll paper towel dispenser. The unit dispenses a paper towel automatically only when hands are place in position below the dispenser for maximum sanitation and hygiene. May include adjustable settings for sheet length, time delay, and sensor range. Unit is battery operated or with optional AC power adapter.
A5106 | Waste Disposal Unit, Sharps w/Glove Dispenser | 1 | VV | The unit is designed for the disposal of sharps and complies with OSHA guidelines for the handling of sharps. It shall house a 5 quart container and be capable of being mounted on a wall. It shall have a glove dispenser attached. The unit shall be secured by a locked enclosure.
E0945 | Cart, Computer, Mobile | 1 | VV | A mobile computer cart for use throughout the facility. The cart dimensions will be approximately 45" H x 30" W x 22" D with casters. May include drawers and miscellaneous other accessories that will be determined at time of purchase. This Typical may include: 1 Cart Body, w/Computer Support, Style-A Narrow, w/Raised Edge Top 1 Flip-Up Shelf 1 Sharps Container Holder 1 Wastebasket 1 Chart Holder 2 Drawers, 3"H 2 Drawers, 6"H 3 Accessory Rail, Side Drawer Organizer Bins
E0963 | Cart, General Storage, Mobile | 1 | VV | Mobile General Storage Cart, approximately 72"H x 23"W x 22"D. THIS TYPICAL INCLUDES: 1 Locker Storage Container on Wheels, w/Solid Door 3 Tray/Shelves 2 Drawers, 3"H 4 Drawers, 6"H 1 Tray/Shelf Divider Drawer Organizer Bins
F2010 | Basket, Wastepaper, Step-On | 1 | VV | "Step-on" wastepaper basket with inner liner and foot petal activated flip top.
M1410 | Chair, Laboratory, Blood Drawing, w/Storage | 1 | VV | Laboratory blood drawing chair with storage. Chair has built-in storage cabinet(s) and locking arm assembly that may be positioned on either side of the fiberglass chair.
M1801 | Computer, Microprocessing, w/Flat Panel Monitor | 1 | VV | Desk top microprocessing computer. The unit shall consist of a central processing mini tower, flat panel monitor, keyboard, mouse and speakers. The system shall have the following minimum characteristics: a 2.8 GHz Pentium processor; 512 MB memory; 80GB hard drive; 32/48x CD-ROMDVD combo; 1.44MB network interface card; video 32 MB NVIDIA; a 18 inch flat panel monitor. The computer is used throughout the facility to input, manipulate and retrieve information.
M1830 | Printer, Label, Pharmacy | 1 | VV | Label printer for use in pharmacy applications. The printer shall be bench top standing. It shall be flexible enough to accommodate label sizes up to 4 inches, with a minimum print speed of 6 inches per second and a minimum resolution of 203 dpi.
P3100 | Lavatory, Vitreous China, Slab Type | 1 | CC | Wall mounted, slab type, vitreous china, lavatory (approximate bowl size 7"x15"x10") with: faucet holes on 4" centers; gooseneck spout; wrist blade handles; and grid strainer. It shall be suitable for use in clinics, offices, washrooms or patient care area.
6 - SB737 - IP Surg Pre-Op Assessment Clean Utility Room, Lgstcs Svc | 6 - SB737 - IP Surg Pre-Op Assessment Clean Utility Room, Lgstcs Svc | 6 - SB737 - IP Surg Pre-Op Assessment Clean Utility Room, Lgstcs Svc | 6 - SB737 - IP Surg Pre-Op Assessment Clean Utility Room, Lgstcs Svc | 6 - SB737 - IP Surg Pre-Op Assessment Clean Utility Room, Lgstcs Svc
JSN | NAME | QTY | ACQ/INS | DESCRIPTION
E0906 | Locker, Supply, General, Wall Mtd, 23"W x 20"D | 1 | VV | THIS TYPICAL INCLUDES: 1 Wall Mounted Rail 1 Locked Storage Container 2 Tray/Shelves 1 Drawer, 3"H 3 Drawers, 6"H 2 Drawers, 9"H 1 Tray/Shelf Divider Drawer Organizer Bins Consider the need for an E0921 to transport the locker from place to place.
E0912 | Locker, Supply, Med Surg, Wall Mtd | 1 | VV | Medical/Surgical Supply locker, Wall Mounted, approximately 23"W x 20"D. THIS TYPICAL INCLUDES: 1 Wall Mounted Rail 1 Locked Storage Container 4 Tray/Shelves 5 Drawers, 3"H 2 Drawers, 6"H 2 Tray/Shelf Dividers Drawer Organizer Bins Consider the need for an E0921 to transport the locker from place to place.
E1500 | Rail, MOD, W/MNTD, HX144XD | 1 | VV | Wall mounted rail used for hanging (mounting) lockers, shelves and drawers on a wall.
F2000 | Basket, Wastepaper, Fire Resistant | 1 | VV | Wastepaper basket, fire resistant, approximately 40 quart capacity. This unit is used to collect and temporarily store small quantities of paper refuse in patient rooms, administrative areas and nursing stations. Size and shape varies depending on the application and manufacturer selected.
7 - SB743 - IP Surg Pre-Op Assessment Soiled Utility Room, Lgstcs Svc | 7 - SB743 - IP Surg Pre-Op Assessment Soiled Utility Room, Lgstcs Svc | 7 - SB743 - IP Surg Pre-Op Assessment Soiled Utility Room, Lgstcs Svc | 7 - SB743 - IP Surg Pre-Op Assessment Soiled Utility Room, Lgstcs Svc | 7 - SB743 - IP Surg Pre-Op Assessment Soiled Utility Room, Lgstcs Svc
JSN | NAME | QTY | ACQ/INS | DESCRIPTION
A1012 | Telephone, Wall Mounted, 1 Line | 1 | VV | Telephone, wall mounted, 1 line.
A5075 | Dispenser, Soap, Disposable | 1 | VV | Disposable soap dispenser. One-handed dispensing operation. Designed to accommodate disposable soap cartridge and valve.
A5077 | Dispenser, Hand Sanitizer, Hands-Free | 1 | VV | A touch free wall-mounted hand sanitizer dispenser. For use throughout a healthcare facility. Unit does not include the sanitizing liquid. Units are battery operated.
A5080 | Dispenser, Paper Towel, SS, Surface Mounted | 1 | CC | A surface mounted, satin finish stainless steel, single-fold, paper towel dispenser. Dispenser features: tumbler lock; front hinged at bottom; and refill indicator slot. Minimum capacity 400 single-fold paper towels. For general purpose use throughout the facility.
A5106 | Waste Disposal Unit, Sharps w/Glove Dispenser | 1 | VV | The unit is designed for the disposal of sharps and complies with OSHA guidelines for the handling of sharps. It shall house a 5 quart container and be capable of being mounted on a wall. It shall have a glove dispenser attached. The unit shall be secured by a locked enclosure.
C04F0 | Cabinet, U/C/B, 1 Shelf, 2 Half DR, 2 DO, 36x36x22 | 1 | CC | Standing height under counter base cabinet with an adjustable shelf and two half width drawers above solid hinged doors. Also referred to as a combination cabinet or a drawer and cupboard cabinet. For general purpose use throughout the facility.
C05P0 | Cabinet, Sink, U/C/B, 2 Door, 36x48x22 | 1 | CC | Standing height under counter base sink cabinet with solid hinged doors. Also referred to as a double-door sink cabinet. For general purpose use throughout the facility where a sink is to be used. Coordinate actual clear cabinet dimension with the actual outside dimension of sink that is specified to ensure that they are compatible.
CS200 | Sink, SS, Single Compartment, 12x28x16 ID | 1 | CC | Single compartment stainless steel sink, drop-in, self-rimming, ledge-type, connected with a drain and provided with a mixing faucet. It shall also be provided with pre-punched fixture holes on 4" center, integral back ledge to accommodate deck-mounted fixtures, brushed/polished interior and top surfaces, and sound deadened. Recommended for use in suspended or U/C/B sink cabinets having a high plastic laminate or Chemsurf laminate countertop/work surface. Coordinate actual outside sink dimensions with the actual clear dimension of cabinet specified to ensure that they are compatible. For general purpose use throughout the facility.
CT050 | Countertop, Stainless Steel | 1 | CC | Stainless steel countertop (composition of heavy-gauge Type No. 304 stainless steel) having a smooth satin finish and integral 4" backsplash/curb. Also referred to as a corrosion-resistant steel work surface or work top. Available in various depths. Used in areas where excellent ease of cleaning, abrasion resistance, bacteria resistance, impact resistance, load capacity and moisture resistance, are of concern. Pricing based upon a 24" depth.
F2020 | Can, Trash, 44 Gallon | 1 | VV | Forty four (44) gallon trash can, 32" high X 24" diameter, with lid. Used to collect and transport refuse from a point of origin to point of disposal (example: from soiled utility or a nursing unit to the trash compactor at housekeeping).
P2000 | Eyewash, Wall Mounted, Hands-Free | 1 | CC | Wall mounted emergency eye wash station. The flow of water from the unit is activated by hand. Upon initiation of water flow the unit will operate hands free to provide streams of water to clear foreign particles or dilute caustic liquids from the eyes in emergency situations. Used in laboratories and areas of the hospital where employees are subject to foreign bodies or liquid material to the eyes.
P2450 | Valve, Mixing, Thermostatic | 1 | CC | Thermostatic mixing valve with washout hose. Used with portable whirlpool equipment. Thermostatic valve is used to maintain temperature between 70 and 110 degree Fahrenheit, with a flow rate of 20 gallons a minute. The washout hose assembly is used to wash out tanks after treatment. Used in physical therapy department to provide comfortable water temperature for patient treatments.
P3100 | Lavatory, Vitreous China, Slab Type | 1 | CC | Wall mounted, slab type, vitreous china, lavatory (approximate bowl size 7"x15"x10") with: faucet holes on 4" centers; gooseneck spout; wrist blade handles; and grid strainer. It shall be suitable for use in clinics, offices, washrooms or patient care area.
8 - SC243 - IP Surg Pre-Op Assessment Patient Team Room, Clncl Sprt | 8 - SC243 - IP Surg Pre-Op Assessment Patient Team Room, Clncl Sprt | 8 - SC243 - IP Surg Pre-Op Assessment Patient Team Room, Clncl Sprt | 8 - SC243 - IP Surg Pre-Op Assessment Patient Team Room, Clncl Sprt | 8 - SC243 - IP Surg Pre-Op Assessment Patient Team Room, Clncl Sprt
JSN | NAME | QTY | ACQ/INS | DESCRIPTION
A1010 | Telecommunication Outlet | 3 | VV | Telecommunication outlet location.
A1012 | Telephone, Wall Mounted, 1 Line | 1 | VV | Telephone, wall mounted, 1 line.
A5077 | Dispenser, Hand Sanitizer, Hands-Free | 1 | VV | A touch free wall-mounted hand sanitizer dispenser. For use throughout a healthcare facility. Unit does not include the sanitizing liquid. Units are battery operated.
A5145 | Hook, Garment, Double, SS, Surface Mounted | 1 | CC | A surface mounted, satin finish stainless steel, double garment hook. Equipped with a concealed mounting bracket that is secured to a concealed wall plate. For general purpose use throughout the facility to hang various items of apparel.
F0115 | Bookcase, Open, 5 Shelf | 1 | VV | Freestanding open shelf bookcase, approximately 82" high X 37" wide X 18" deep with 5 (five) adjustable shelves. Unit can be separate or part of a system with available add-on shelving.
F0220 | Chair, Conference | 4 | VV | Conference chair designed to complement the executive furniture package selected. Foam rubber cushioned seats and backs covered with either woven fabric or vinyl. Base with 5 (five) swivel casters.
F0405 | Cabinet, Filing, Full Height, 4-5 Drawer | 1 | VV | Four (4) or five (5) drawer letter size, vertical filing cabinet, 53" high X 15" wide X 29" deep with locking device. Each drawer has label holder, handle and roller cradle.
F0750 | Table, Office, (size as required) | 4 | VV | Office table, sized as required. May be used as either a four (4) to six (6) person conference table or as an extra work surface area.
F2000 | Basket, Wastepaper, Fire Resistant | 1 | VV | Wastepaper basket, fire resistant, approximately 40 quart capacity. This unit is used to collect and temporarily store small quantities of paper refuse in patient rooms, administrative areas and nursing stations. Size and shape varies depending on the application and manufacturer selected.
F3055 | Whiteboard, With Sliding Panels. | 1 | VV | Standard installations consist of sliding panels and a fixed back panel with the choice of chalkboard, markerboard, bulletin board, or a combination of these choices.
F3200 | Clock, Battery, 12" Diameter | 1 | VV | Clock, 12" diameter. Round surface, easy to read numbers with sweep second hand. Wall mounted unit for use when impractical to install a fully synchronized clock system. Battery operated, (batteries not included).
9 - CS116 - IP Pre-Op Assessment Equipment Storage Room, Surg Svc | 9 - CS116 - IP Pre-Op Assessment Equipment Storage Room, Surg Svc | 9 - CS116 - IP Pre-Op Assessment Equipment Storage Room, Surg Svc | 9 - CS116 - IP Pre-Op Assessment Equipment Storage Room, Surg Svc | 9 - CS116 - IP Pre-Op Assessment Equipment Storage Room, Surg Svc
JSN | NAME | QTY | ACQ/INS | DESCRIPTION
M2055 | Shelving, Storage, Wire, CRS, w/Adjustable Shelves | 1 | VV | Stationary, wire, shelving unit. Unit has fully adjustable shelves constructed of stainless steel. For use in general purpose storage areas. Shelving is provided in various sizes and configurations. Price provided is for a unit approximately 74"H x 18"D x 48"W with four shelves.
3 - INPATIENT (IP) SURGICAL / ENDOVASCULAR PRE-OPERATIVE HOLDING / PHASE II RECOVERY PATIENT AREA | 3 - INPATIENT (IP) SURGICAL / ENDOVASCULAR PRE-OPERATIVE HOLDING / PHASE II RECOVERY PATIENT AREA | 3 - INPATIENT (IP) SURGICAL / ENDOVASCULAR PRE-OPERATIVE HOLDING / PHASE II RECOVERY PATIENT AREA | 3 - INPATIENT (IP) SURGICAL / ENDOVASCULAR PRE-OPERATIVE HOLDING / PHASE II RECOVERY PATIENT AREA | 3 - INPATIENT (IP) SURGICAL / ENDOVASCULAR PRE-OPERATIVE HOLDING / PHASE II RECOVERY PATIENT AREA
1 - SB210 - IP Surg Pre-Op / Phase II Male Patient Locker Room, Bldg Sprt | 1 - SB210 - IP Surg Pre-Op / Phase II Male Patient Locker Room, Bldg Sprt | 1 - SB210 - IP Surg Pre-Op / Phase II Male Patient Locker Room, Bldg Sprt | 1 - SB210 - IP Surg Pre-Op / Phase II Male Patient Locker Room, Bldg Sprt | 1 - SB210 - IP Surg Pre-Op / Phase II Male Patient Locker Room, Bldg Sprt
JSN | NAME | QTY | ACQ/INS | DESCRIPTION
A1030 | Locker, 2 Person, Over/Under | 12 | VV | Two person locker, double tier, 72Hx12Wx18D. This unit includes hooks for coats and hats. Door equipped with safety guard handles. Designed for storage of coats, hats, and other personal belongings. Other width and depths are available.
A1080 | Mirror, Posture, Wall Mounted | 2 | CC | Wall mounted posture mirror. Consists of a 1/4" plate glass in a sturdy corrosion resistant frame with water proof back. For educational and therapy programs.
A5020 | Bench, Locker Room, Floor Mounted | 2 | CC | Locker room bench. Floor mounting -1-1/4" thick. Benches are sanded smooth with two coats of moisture-resistant sealer to ensure a protective, satin gloss surface, and mounted on strong steel pedestal anchored to the floor. Over all height of 18" includes pedestal. Size as required.
F2000 | Basket, Wastepaper, Fire Resistant | 2 | VV | Wastepaper basket, fire resistant, approximately 40 quart capacity. This unit is used to collect and temporarily store small quantities of paper refuse in patient rooms, administrative areas and nursing stations. Size and shape varies depending on the application and manufacturer selected.
F3200 | Clock, Battery, 12" Diameter | 1 | VV | Clock, 12" diameter. Round surface, easy to read numbers with sweep second hand. Wall mounted unit for use when impractical to install a fully synchronized clock system. Battery operated, (batteries not included).
2 - SB201 - IP Surg Pre-Op / Phase II Male Patient Toilet, Bldg Sprt | 2 - SB201 - IP Surg Pre-Op / Phase II Male Patient Toilet, Bldg Sprt | 2 - SB201 - IP Surg Pre-Op / Phase II Male Patient Toilet, Bldg Sprt | 2 - SB201 - IP Surg Pre-Op / Phase II Male Patient Toilet, Bldg Sprt | 2 - SB201 - IP Surg Pre-Op / Phase II Male Patient Toilet, Bldg Sprt
JSN | NAME | QTY | ACQ/INS | DESCRIPTION
A1067 | Mirror, Float Glass, ADA Accessible | 1 | CC | A high quality 1/4" polished float glass mirror with a stainless steel frame. Frame holds mirror in a tilted position for accessibility and compliance with ADA requirements. Mirror has a galvanized steel back secured to frame with concealed screws with integral horizontal hanging brackets. Mirror shall be approximately 18" wide and 36" high. Other sizes are available.
A5075 | Dispenser, Soap, Disposable | 1 | VV | Disposable soap dispenser. One-handed dispensing operation. Designed to accommodate disposable soap cartridge and valve.
A5082 | Dispenser, Paper Towel, Sensor, Hands Free | 1 | CC | A surface mounted, sensor activated, automatic, roll paper towel dispenser. The unit dispenses a paper towel automatically only when hands are place in position below the dispenser for maximum sanitation and hygiene. May include adjustable settings for sheet length, time delay, and sensor range. Unit is battery operated or with optional AC power adapter.
A5090 | Disposal, Sanitary Napkin, SS, Surface Mounted | 1 | CC | A surface mounted, satin finish stainless steel, sanitary napkin disposal. Disposal features a flip-up cover, secured to the container by a heavy duty stainless steel piano-hinge. Disposal may be secured to wall or toilet partition. For general purpose use in female toilet stalls or rooms and uni-sex toilet rooms.
A5109 | Grab Bar, 1-1/4" Dia., SS, 2 Wall, W/C Accessible | 1 | CC | A 1-1/4" diameter, satin finish stainless steel, peened gripping surface, 2 wall toilet stall/ room, grab bar with concealed mounting flanges. Snap over flanges are provided to conceal mounting screws. A selection of mounting kits and concealed anchor devices are available from the manufacturers for different types of installations. Grab bar shall comply with barrier-free accessibility guidelines for structural strength. For typical water closet applications in toilet stalls and rooms where ADA (American's With Disabilities Act) requirements must be met.
A5145 | Hook, Garment, Double, SS, Surface Mounted | 1 | CC | A surface mounted, satin finish stainless steel, double garment hook. Equipped with a concealed mounting bracket that is secured to a concealed wall plate. For general purpose use throughout the facility to hang various items of apparel.
A5200 | Dispenser, Toilet Tissue, SS, 2-Roll, Surface Mntd | 1 | CC | A concealed surface mounted, double roll, satin finish stainless steel, toilet tissue dispenser. Unit accommodates two standard-core toilet tissue rolls through 5" in diameter. Spindles are chrome plated plastic with a heavy-duty internal spring and turn freely for non-controlled delivery. For general purpose use in restrooms.
F2010 | Basket, Wastepaper, Step-On | 1 | VV | "Step-on" wastepaper basket with inner liner and foot petal activated flip top.
P3000 | Lavatory, Vitreous China, Straight Back | 1 | CC | Wall mounted, vitreous china lavatory (approximate bowl size 7"x15"x10") with: straight-front apron, straight or contoured back; faucet holes on 4" centers; gooseneck spout; wrist blade handles; and grid strainer. It shall be suitable for use in clinics, offices, washrooms or patient care areas.
P9050 | Toilet, Wall Hung, Siphon Jet | 1 | CC | Siphon jet water closet/ toilet. This unit is wall hung with an elongated bowl, top spud flushometer, seat with open front and check hinge, and carrier. Used in restrooms throughout the health care facility.
3 - SB209 - IP Surg Pre-Op / Phase II Female Patient Locker Room, Bldg Sprt | 3 - SB209 - IP Surg Pre-Op / Phase II Female Patient Locker Room, Bldg Sprt | 3 - SB209 - IP Surg Pre-Op / Phase II Female Patient Locker Room, Bldg Sprt | 3 - SB209 - IP Surg Pre-Op / Phase II Female Patient Locker Room, Bldg Sprt | 3 - SB209 - IP Surg Pre-Op / Phase II Female Patient Locker Room, Bldg Sprt
JSN | NAME | QTY | ACQ/INS | DESCRIPTION
A1030 | Locker, 2 Person, Over/Under | 12 | VV | Two person locker, double tier, 72Hx12Wx18D. This unit includes hooks for coats and hats. Door equipped with safety guard handles. Designed for storage of coats, hats, and other personal belongings. Other width and depths are available.
A1080 | Mirror, Posture, Wall Mounted | 2 | CC | Wall mounted posture mirror. Consists of a 1/4" plate glass in a sturdy corrosion resistant frame with water proof back. For educational and therapy programs.
A5020 | Bench, Locker Room, Floor Mounted | 2 | CC | Locker room bench. Floor mounting -1-1/4" thick. Benches are sanded smooth with two coats of moisture-resistant sealer to ensure a protective, satin gloss surface, and mounted on strong steel pedestal anchored to the floor. Over all height of 18" includes pedestal. Size as required.
F2000 | Basket, Wastepaper, Fire Resistant | 2 | VV | Wastepaper basket, fire resistant, approximately 40 quart capacity. This unit is used to collect and temporarily store small quantities of paper refuse in patient rooms, administrative areas and nursing stations. Size and shape varies depending on the application and manufacturer selected.
F3200 | Clock, Battery, 12" Diameter | 1 | VV | Clock, 12" diameter. Round surface, easy to read numbers with sweep second hand. Wall mounted unit for use when impractical to install a fully synchronized clock system. Battery operated, (batteries not included).
4 - SB201 - IP Surg Pre-Op / Phase II Female Patient Toilet, Bldg Sprt | 4 - SB201 - IP Surg Pre-Op / Phase II Female Patient Toilet, Bldg Sprt | 4 - SB201 - IP Surg Pre-Op / Phase II Female Patient Toilet, Bldg Sprt | 4 - SB201 - IP Surg Pre-Op / Phase II Female Patient Toilet, Bldg Sprt | 4 - SB201 - IP Surg Pre-Op / Phase II Female Patient Toilet, Bldg Sprt
JSN | NAME | QTY | ACQ/INS | DESCRIPTION
A1067 | Mirror, Float Glass, ADA Accessible | 1 | CC | A high quality 1/4" polished float glass mirror with a stainless steel frame. Frame holds mirror in a tilted position for accessibility and compliance with ADA requirements. Mirror has a galvanized steel back secured to frame with concealed screws with integral horizontal hanging brackets. Mirror shall be approximately 18" wide and 36" high. Other sizes are available.
A5075 | Dispenser, Soap, Disposable | 1 | VV | Disposable soap dispenser. One-handed dispensing operation. Designed to accommodate disposable soap cartridge and valve.
A5082 | Dispenser, Paper Towel, Sensor, Hands Free | 1 | CC | A surface mounted, sensor activated, automatic, roll paper towel dispenser. The unit dispenses a paper towel automatically only when hands are place in position below the dispenser for maximum sanitation and hygiene. May include adjustable settings for sheet length, time delay, and sensor range. Unit is battery operated or with optional AC power adapter.
A5090 | Disposal, Sanitary Napkin, SS, Surface Mounted | 1 | CC | A surface mounted, satin finish stainless steel, sanitary napkin disposal. Disposal features a flip-up cover, secured to the container by a heavy duty stainless steel piano-hinge. Disposal may be secured to wall or toilet partition. For general purpose use in female toilet stalls or rooms and uni-sex toilet rooms.
A5109 | Grab Bar, 1-1/4" Dia., SS, 2 Wall, W/C Accessible | 1 | CC | A 1-1/4" diameter, satin finish stainless steel, peened gripping surface, 2 wall toilet stall/ room, grab bar with concealed mounting flanges. Snap over flanges are provided to conceal mounting screws. A selection of mounting kits and concealed anchor devices are available from the manufacturers for different types of installations. Grab bar shall comply with barrier-free accessibility guidelines for structural strength. For typical water closet applications in toilet stalls and rooms where ADA (American's With Disabilities Act) requirements must be met.
A5145 | Hook, Garment, Double, SS, Surface Mounted | 1 | CC | A surface mounted, satin finish stainless steel, double garment hook. Equipped with a concealed mounting bracket that is secured to a concealed wall plate. For general purpose use throughout the facility to hang various items of apparel.
A5200 | Dispenser, Toilet Tissue, SS, 2-Roll, Surface Mntd | 1 | CC | A concealed surface mounted, double roll, satin finish stainless steel, toilet tissue dispenser. Unit accommodates two standard-core toilet tissue rolls through 5" in diameter. Spindles are chrome plated plastic with a heavy-duty internal spring and turn freely for non-controlled delivery. For general purpose use in restrooms.
F2010 | Basket, Wastepaper, Step-On | 1 | VV | "Step-on" wastepaper basket with inner liner and foot petal activated flip top.
P3000 | Lavatory, Vitreous China, Straight Back | 1 | CC | Wall mounted, vitreous china lavatory (approximate bowl size 7"x15"x10") with: straight-front apron, straight or contoured back; faucet holes on 4" centers; gooseneck spout; wrist blade handles; and grid strainer. It shall be suitable for use in clinics, offices, washrooms or patient care areas.
P9050 | Toilet, Wall Hung, Siphon Jet | 1 | CC | Siphon jet water closet/ toilet. This unit is wall hung with an elongated bowl, top spud flushometer, seat with open front and check hinge, and carrier. Used in restrooms throughout the health care facility.
5 - SC291 - IP Surg Pre-Op / Phase II Patient Holding Bay, Clncl Sprt | 5 - SC291 - IP Surg Pre-Op / Phase II Patient Holding Bay, Clncl Sprt | 5 - SC291 - IP Surg Pre-Op / Phase II Patient Holding Bay, Clncl Sprt | 5 - SC291 - IP Surg Pre-Op / Phase II Patient Holding Bay, Clncl Sprt | 5 - SC291 - IP Surg Pre-Op / Phase II Patient Holding Bay, Clncl Sprt
JSN | NAME | QTY | ACQ/INS | DESCRIPTION
A1132 | Rail, Accessory Mounting, Length As Required | 1 | VC | Horizontal equipment mounting rail with lock mounting devices capable of; supporting up to 75 pounds each, being repositioned, and mounting and dismounting of equipment without the use of tools (special tools may be required to unlock adapter that was previously locked to the rail). The rail must be capable of supporting medical equipment and accessories normally found in exam or patient rooms. The rail system must be capable of mounting and dismounting equipment without leaving or creating new holes in the finished surface of the wall. The rail system utilizes a series of mounting plates and adapters specific to the device being mounted to the rail. The plate and adapter rail mounting kit must be specified to match the equipment being mounted to the equipment rail.
A1200 | Lift System, Overhead, Patient Room | 1 | VC | An overhead rail system specifically designed for patient lifting and movement for a single bed patient room. The system will consist of recessed or ceiling mounted primary and secondary rails, lift motor with rolling carriage, patient harness or seat, and a hand controller or control box with charger. System will facilitate lifting and movement of patient to and from bed to gurney, chair or other requirement. Minimum lift capability is 550 pounds. Custom design of track layout by manufacturer is essential to meet individual facility requirements.
A5075 | Dispenser, Soap, Disposable | 1 | VV | Disposable soap dispenser. One-handed dispensing operation. Designed to accommodate disposable soap cartridge and valve.
A5077 | Dispenser, Hand Sanitizer, Hands-Free | 1 | VV | A touch free wall-mounted hand sanitizer dispenser. For use throughout a healthcare facility. Unit does not include the sanitizing liquid. Units are battery operated.
A5080 | Dispenser, Paper Towel, SS, Surface Mounted | 1 | CC | A surface mounted, satin finish stainless steel, single-fold, paper towel dispenser. Dispenser features: tumbler lock; front hinged at bottom; and refill indicator slot. Minimum capacity 400 single-fold paper towels. For general purpose use throughout the facility.
A5107 | Dispenser, Glove, Surgical/Examination, Wall Mntd | 1 | VV | Examination three (Small Medium, Large) glove dispenser box for wall mounting. Fabricated of either cold rolled steel with a white baked enamel finish, plastic or acrylic. Hardware not included, Option 3 powder coated steel.
A5108 | Waste Disposal Unit, Sharps | 1 | VV | A container for collecting and transporting syringes and other sharps for decontamination and disposal. Available in 2 gallon and 8 gallon with locking rotor. Complies with OSHA regulations for handling sharps.
A5180 | Track, Cubicle, Surface Mounted, With Curtain | 1 | VV | Surface mounted cubicle track, with curtain. Track constructed of thick extruded aluminum. Equipped with self lubricating carriers, beaded drop chain hooks, and flame resistant curtain. To include removable end caps. Designed to be suspended around patient areas where privacy is needed. Price listed is per foot of the track, curtains to be priced per quote.
CS150 | Sink, SS, Single Compartment, 10x19x16 ID | 1 | CC | Single compartment stainless steel sink, drop-in, self-rimming, ledge-type, connected with a drain and provided with a mixing faucet. It shall also be provided with pre-punched fixture holes on 4" center, integral back ledge to accommodate deck-mounted fixtures, brushed/polished interior and top surfaces, and sound deadened. Recommended for use in suspended or U/C/B sink cabinets having a high plastic laminate or Chemsurf laminate countertop/work surface. Coordinate actual outside sink dimensions with the actual clear dimension of cabinet specified to ensure that they are compatible. For general purpose use throughout the facility.
CT020 | Countertop, Solid Surface | 1 | CC | A solid, nonporous countertop with a smooth seamless appearance. Easy to clean and maintain and with proper cleaning does not support the growth of mold. An acrylic-based solid surface product. Standard thickness of 1", and a 4" butt backsplash/curb. Also referred to as a work surface or work top. Available in a choice of colors and depths. Used in lab and other hospital areas requiring optimum physical and chemical resisting properties.
E0948 | Cart, General Storage, Mobile, 42"H x 32"W x 22"D | 1 | VV | THIS TYPICAL INCLUDES: 1 Cart Body, Style-A Narrow, w/Raised Edge Top 2 Drawers, 3" H 4 Drawers, 6" H 1 Accessory Rail, Side Drawer Organizer Bins
F0205 | Chair, Side With Arms | 1 | VV | Upholstered side chair, 32" high X 21" wide X 23" deep with arms, padded seats and padded backs. Seat height is a minimum of 17". Available with or without sled base.
F0360 | Footstool, Straight w/Handle | 1 | VV | A footstool used to assist patients getting on and off exam or surgical tables. Fitted with a handrail for added security and balance of the patient.
M0750 | Flowmeter, Air, Connect w/50 PSI Supply | 1 | VV | Air flowmeter. Unit has a stainless steel needle valve with clear flowtube for connection to 50 PSI air outlet from central pipeline system. Requires the appropriate adapter for connection to the wall outlet and fitting to connect to tubing. Database prices reflect fittings with an attached DISS power outlet. Other outlet and adapter configurations are available.
M0755 | Flowmeter, Oxygen, Low Flow | 1 | VV | Oxygen flowmeter. Consists of a clear crystal flowtube calibrated to 3.5 or 8 LPM depending on manufacturer. For oxygen regulation in hospital settings. Database pricing includes DISS fitting and DISS power outlet and wall adapter. Other fitting and adapter configurations are available.
M0765 | Regulator, Vacuum | 1 | VV | Vacuum pressure regulator for connection to central piped vacuum system. Standard display scale is graduated at least from 0 to 200 mm Hg of vacuum. Displays on specialized regulators may cover other vacuum ranges. Regulator type (continuous, intermittent, continuous/intermittent, surgical, pediatric, thoracic, etc.) as required. To be used in delivery, neonatal, pediatrics or any area where suction is required. Database pricing reflects continuous regulators graduated to 200 mm Hg with a full line vacuum selection switch and DISS configured inlets and outlets.
M3070 | Hamper, Linen, Mobile, w/Lid | 1 | VV | Mobile linen hamper with hand or foot operated lid. Made of heavy tubular stainless steel with heavy gauge welded steel platform. Holds 25" hamper bags. Mounted on ball bearing casters. For linen transport in hospitals and clinics.
M3072 | Frame, Infectious Waste Bag w/Lid | 1 | VV | Frame for an infectious waste collection bag. Made of heavy tubular stainless steel with heavy gauge welded steel platform. Adjust to hold 18" or 25" trash bags. Mounted on ball bearing casters and includes permanently mounted hinged lid. Provides means of bagging infectious waste at point of waste generation.
M4255 | Stand, IV, Adjustable | 1 | VV | Adjustable IV stand with 4-hook arrangement. Stand has stainless steel construction with heavy weight base. It adjusts from 66 inches to 100 inches and is mounted on conductive rubber, ball bearing, swivel casters. Stand is used for administering intravenous solutions.
M4655 | Stretcher, Mobile, CRS, 9 Position | 1 | VV | Mobile stretcher. All corrosion resistant stainless steel construction. It consists of a tubular frame with side rails, a 9-position hydraulic base with pneumatic fowler adjustment, and a 2" pad. Unit is mounted on 8" conductive casters. Designed for patient transport as well as for minor surgical procedures.
M7845 | Monitor, Physiological, Bedside, 4 Channel | 1 | VV | 4 channel bedside physiological monitor. The unit consist of a four-channel non-fade monochrome display monitor, an alarm system and printer-recording capabilities. The monitor has color coded controls and automatic calibration. The unit displays up to four waveforms simultaneously. The parameters to be monitored are user selectable. The monitor may be connected to a central monitoring station. The unit monitors patients in most acute care areas, step-down units, procedure rooms and emergency rooms.
6 - SC293 - IP Surg Pre-Op / Phase II Patient Holding Room, Clncl Sprt | 6 - SC293 - IP Surg Pre-Op / Phase II Patient Holding Room, Clncl Sprt | 6 - SC293 - IP Surg Pre-Op / Phase II Patient Holding Room, Clncl Sprt | 6 - SC293 - IP Surg Pre-Op / Phase II Patient Holding Room, Clncl Sprt | 6 - SC293 - IP Surg Pre-Op / Phase II Patient Holding Room, Clncl Sprt
JSN | NAME | QTY | ACQ/INS | DESCRIPTION
A1012 | Telephone, Wall Mounted, 1 Line | 1 | VV | Telephone, wall mounted, 1 line.
A1107 | Rail System , Utility, Gas and Electric | 1 | CC | The headwall rail system shall consist of three horizontal rails mounted to the patient room headwall to provide utilities and patient services to support ancillary equipment to include gas and vacuum. The rail system must be capable of quickly adding or relocating medical gases services and be able to accept new equipment, provide physical support to equipment, brackets, shelves and other patient support items.
A5075 | Dispenser, Soap, Disposable | 1 | VV | Disposable soap dispenser. One-handed dispensing operation. Designed to accommodate disposable soap cartridge and valve.
A5077 | Dispenser, Hand Sanitizer, Hands-Free | 1 | VV | A touch free wall-mounted hand sanitizer dispenser. For use throughout a healthcare facility. Unit does not include the sanitizing liquid. Units are battery operated.
A5082 | Dispenser, Paper Towel, Sensor, Hands Free | 1 | CC | A surface mounted, sensor activated, automatic, roll paper towel dispenser. The unit dispenses a paper towel automatically only when hands are place in position below the dispenser for maximum sanitation and hygiene. May include adjustable settings for sheet length, time delay, and sensor range. Unit is battery operated or with optional AC power adapter.
A5107 | Dispenser, Glove, Surgical/Examination, Wall Mntd | 1 | VV | Examination three (Small Medium, Large) glove dispenser box for wall mounting. Fabricated of either cold rolled steel with a white baked enamel finish, plastic or acrylic. Hardware not included, Option 3 powder coated steel.
A5108 | Waste Disposal Unit, Sharps | 1 | VV | A container for collecting and transporting syringes and other sharps for decontamination and disposal. Available in 2 gallon and 8 gallon with locking rotor. Complies with OSHA regulations for handling sharps.
A5145 | Hook, Garment, Double, SS, Surface Mounted | 1 | CC | A surface mounted, satin finish stainless steel, double garment hook. Equipped with a concealed mounting bracket that is secured to a concealed wall plate. For general purpose use throughout the facility to hang various items of apparel.
A5180 | Track, Cubicle, Surface Mounted, With Curtain | 9 | VV | Surface mounted cubicle track, with curtain. Track constructed of thick extruded aluminum. Equipped with self lubricating carriers, beaded drop chain hooks, and flame resistant curtain. To include removable end caps. Designed to be suspended around patient areas where privacy is needed. Price listed is per foot of the track, curtains to be priced per quote.
A5212 | Bracket, Television, Wall-Mounted, Tilt/Angle | 1 | VV | A wall mounted, tilt/angled TV bracket for 37" to 80" TVs. Mount will be a universal and VESA compliant unit with a load capacity of up to 130 lbs.
A5220 | Bracket, Television, Wall Backing | 1 | CC | Wall mounted television bracket backing which provides additional support and strength for the installation of the television bracket. Option available for interior or exterior plate and sized for 12” 16” or 24” stud spacing.
C0037 | Rail, Apron, 4x36x1 | 1 | CC | Apron rail. Also referred to as an apron front, apron panel, or knee space rail. Used to close in front knee space area and/or provide work surface support between two base cabinets or a base cabinet and wall. Apron rails should be ordered in pairs to provide both front and rear work surface support.
CS140 | Sink, SS, Single Compartment, 10x14x16 ID | 1 | CC | Single compartment stainless steel sink, drop-in, self-rimming, ledge-type, connected with a drain and provided with a mixing faucet. It shall also be provided with punched fixture holes on 4" center, integral back ledge to accommodate deck-mounted fixtures, brushed/polished interior and top surfaces, and sound deadened. Recommended for use in suspended or U/C/B sink cabinets having a high plastic laminate or Chemsurf laminate countertop/work surface. Coordinate actual outside sink dimensions with the actual clear dimension of cabinet specified to ensure that they are compatible. For general purpose use throughout the facility.
CT020 | Countertop, Solid Surface | 3 | CC | A solid, nonporous countertop with a smooth seamless appearance. Easy to clean and maintain and with proper cleaning does not support the growth of mold. An acrylic-based solid surface product. Standard thickness of 1", and a 4" butt backsplash/curb. Also referred to as a work surface or work top. Available in a choice of colors and depths. Used in lab and other hospital areas requiring optimum physical and chemical resisting properties.
E0948 | Cart, General Storage, Mobile, 42"H x 32"W x 22"D | 1 | VV | THIS TYPICAL INCLUDES: 1 Cart Body, Style-A Narrow, w/Raised Edge Top 2 Drawers, 3" H 4 Drawers, 6" H 1 Accessory Rail, Side Drawer Organizer Bins
F0205 | Chair, Side With Arms | 2 | VV | Upholstered side chair, 32" high X 21" wide X 23" deep with arms, padded seats and padded backs. Seat height is a minimum of 17". Available with or without sled base.
F2010 | Basket, Wastepaper, Step-On | 1 | VV | "Step-on" wastepaper basket with inner liner and foot petal activated flip top.
F3200 | Clock, Battery, 12" Diameter | 1 | VV | Clock, 12" diameter. Round surface, easy to read numbers with sweep second hand. Wall mounted unit for use when impractical to install a fully synchronized clock system. Battery operated, (batteries not included).
M0506 | Television, Flat Screen | 1 | VV | Flat screen television with approximately 32'" to 40' diagonal screen size. The TV will have built-in speakers, NTSC tuner, a 16:9 wide screen aspect ratio, a minimum of 1280 x 768 resolution and a remote control.
M0750 | Flowmeter, Air, Connect w/50 PSI Supply | 1 | VV | Air flowmeter. Unit has a stainless steel needle valve with clear flowtube for connection to 50 PSI air outlet from central pipeline system. Requires the appropriate adapter for connection to the wall outlet and fitting to connect to tubing. Database prices reflect fittings with an attached DISS power outlet. Other outlet and adapter configurations are available.
M0755 | Flowmeter, Oxygen, Low Flow | 1 | VV | Oxygen flowmeter. Consists of a clear crystal flowtube calibrated to 3.5 or 8 LPM depending on manufacturer. For oxygen regulation in hospital settings. Database pricing includes DISS fitting and DISS power outlet and wall adapter. Other fitting and adapter configurations are available.
M0765 | Regulator, Vacuum | 1 | VV | Vacuum pressure regulator for connection to central piped vacuum system. Standard display scale is graduated at least from 0 to 200 mm Hg of vacuum. Displays on specialized regulators may cover other vacuum ranges. Regulator type (continuous, intermittent, continuous/intermittent, surgical, pediatric, thoracic, etc.) as required. To be used in delivery, neonatal, pediatrics or any area where suction is required. Database pricing reflects continuous regulators graduated to 200 mm Hg with a full line vacuum selection switch and DISS configured inlets and outlets.
M1801 | Computer, Microprocessing, w/Flat Panel Monitor | 1 | VV | Desk top microprocessing computer. The unit shall consist of a central processing mini tower, flat panel monitor, keyboard, mouse and speakers. The system shall have the following minimum characteristics: a 2.8 GHz Pentium processor; 512 MB memory; 80GB hard drive; 32/48x CD-ROMDVD combo; 1.44MB network interface card; video 32 MB NVIDIA; a 18 inch flat panel monitor. The computer is used throughout the facility to input, manipulate and retrieve information.
M1803 | Workstation, Computer, Wall Mounted, Adjustable | 1 | VV | A wall mounted computer workstation with height adjustable monitor and keyboard arms. Keyboard and monitor can be stored within 8" to 10" of wall. Fingertip adjustability for keyboard and monitor enable frequent position changes. Unit contains an integrated cable management system to hide wires. A separate wall-mounted CPU holder is included.
M3070 | Hamper, Linen, Mobile, w/Lid | 1 | VV | Mobile linen hamper with hand or foot operated lid. Made of heavy tubular stainless steel with heavy gauge welded steel platform. Holds 25" hamper bags. Mounted on ball bearing casters. For linen transport in hospitals and clinics.
M3072 | Frame, Infectious Waste Bag w/Lid | 1 | VV | Frame for an infectious waste collection bag. Made of heavy tubular stainless steel with heavy gauge welded steel platform. Adjust to hold 18" or 25" trash bags. Mounted on ball bearing casters and includes permanently mounted hinged lid. Provides means of bagging infectious waste at point of waste generation.
M4255 | Stand, IV, Adjustable | 1 | VV | Adjustable IV stand with 4-hook arrangement. Stand has stainless steel construction with heavy weight base. It adjusts from 66 inches to 100 inches and is mounted on conductive rubber, ball bearing, swivel casters. Stand is used for administering intravenous solutions.
M4266 | Pump, Volumetric, Infusion, Multiple Line | 1 | VV | Volumetric infusion pump. Pump is self-regulating with automatic sensor and adjustable rate. Equipped with visual and audible alarms and up to 10 hour capacity battery. For the administration of a wide variety of therapeutic agents where precise control is required. Unit provides individual control to IV lines simultaneously.
M4665 | Stretcher, Recovery, Surgical | 1 | VV | Recovery/surgical stretcher. Strong I-beam construction type unit. The height is adjustable with manual backrest and crank operated knee catch. Stainless or painted steel top and chassis. Features 8" or 10" conductive casters, with lock and brake, folding, tuck-away chrome side-rails and IV stand and a flame retardant antibacterial mattress. Designed for operating room transport or recovery applications.
M7040 | Table, Overbed | 1 | VV | Overbed table. Adjustable height table constructed of heavy gauge steel. Mounted on 2" diameter twin swivel casters with bumper caps. Table top is constructed with a high pressure plastic laminated surface that resists chipping, scratching, and staining. It includes a vanity tray and a mirror. Table is designed for use over bed, wheelchair or large chair.
M7845 | Monitor, Physiological, Bedside, 4 Channel | 1 | VV | 4 channel bedside physiological monitor. The unit consist of a four-channel non-fade monochrome display monitor, an alarm system and printer-recording capabilities. The monitor has color coded controls and automatic calibration. The unit displays up to four waveforms simultaneously. The parameters to be monitored are user selectable. The monitor may be connected to a central monitoring station. The unit monitors patients in most acute care areas, step-down units, procedure rooms and emergency rooms.
7 - SB201 - IP Surg Pre-Op / Phase II Patient Toilet, Bldg Sprt | 7 - SB201 - IP Surg Pre-Op / Phase II Patient Toilet, Bldg Sprt | 7 - SB201 - IP Surg Pre-Op / Phase II Patient Toilet, Bldg Sprt | 7 - SB201 - IP Surg Pre-Op / Phase II Patient Toilet, Bldg Sprt | 7 - SB201 - IP Surg Pre-Op / Phase II Patient Toilet, Bldg Sprt
JSN | NAME | QTY | ACQ/INS | DESCRIPTION
A1067 | Mirror, Float Glass, ADA Accessible | 1 | CC | A high quality 1/4" polished float glass mirror with a stainless steel frame. Frame holds mirror in a tilted position for accessibility and compliance with ADA requirements. Mirror has a galvanized steel back secured to frame with concealed screws with integral horizontal hanging brackets. Mirror shall be approximately 18" wide and 36" high. Other sizes are available.
A5075 | Dispenser, Soap, Disposable | 1 | VV | Disposable soap dispenser. One-handed dispensing operation. Designed to accommodate disposable soap cartridge and valve.
A5082 | Dispenser, Paper Towel, Sensor, Hands Free | 1 | CC | A surface mounted, sensor activated, automatic, roll paper towel dispenser. The unit dispenses a paper towel automatically only when hands are place in position below the dispenser for maximum sanitation and hygiene. May include adjustable settings for sheet length, time delay, and sensor range. Unit is battery operated or with optional AC power adapter.
A5090 | Disposal, Sanitary Napkin, SS, Surface Mounted | 1 | CC | A surface mounted, satin finish stainless steel, sanitary napkin disposal. Disposal features a flip-up cover, secured to the container by a heavy duty stainless steel piano-hinge. Disposal may be secured to wall or toilet partition. For general purpose use in female toilet stalls or rooms and uni-sex toilet rooms.
A5109 | Grab Bar, 1-1/4" Dia., SS, 2 Wall, W/C Accessible | 1 | CC | A 1-1/4" diameter, satin finish stainless steel, peened gripping surface, 2 wall toilet stall/ room, grab bar with concealed mounting flanges. Snap over flanges are provided to conceal mounting screws. A selection of mounting kits and concealed anchor devices are available from the manufacturers for different types of installations. Grab bar shall comply with barrier-free accessibility guidelines for structural strength. For typical water closet applications in toilet stalls and rooms where ADA (American's With Disabilities Act) requirements must be met.
A5145 | Hook, Garment, Double, SS, Surface Mounted | 1 | CC | A surface mounted, satin finish stainless steel, double garment hook. Equipped with a concealed mounting bracket that is secured to a concealed wall plate. For general purpose use throughout the facility to hang various items of apparel.
A5200 | Dispenser, Toilet Tissue, SS, 2-Roll, Surface Mntd | 1 | CC | A concealed surface mounted, double roll, satin finish stainless steel, toilet tissue dispenser. Unit accommodates two standard-core toilet tissue rolls through 5" in diameter. Spindles are chrome plated plastic with a heavy-duty internal spring and turn freely for non-controlled delivery. For general purpose use in restrooms.
F2010 | Basket, Wastepaper, Step-On | 1 | VV | "Step-on" wastepaper basket with inner liner and foot petal activated flip top.
P3000 | Lavatory, Vitreous China, Straight Back | 1 | CC | Wall mounted, vitreous china lavatory (approximate bowl size 7"x15"x10") with: straight-front apron, straight or contoured back; faucet holes on 4" centers; gooseneck spout; wrist blade handles; and grid strainer. It shall be suitable for use in clinics, offices, washrooms or patient care areas.
P9050 | Toilet, Wall Hung, Siphon Jet | 1 | CC | Siphon jet water closet/ toilet. This unit is wall hung with an elongated bowl, top spud flushometer, seat with open front and check hinge, and carrier. Used in restrooms throughout the health care facility.
8 - SC152 - IP Surg Pre-Op / Phase II Nurse Station, Clncl Sprt | 8 - SC152 - IP Surg Pre-Op / Phase II Nurse Station, Clncl Sprt | 8 - SC152 - IP Surg Pre-Op / Phase II Nurse Station, Clncl Sprt | 8 - SC152 - IP Surg Pre-Op / Phase II Nurse Station, Clncl Sprt | 8 - SC152 - IP Surg Pre-Op / Phase II Nurse Station, Clncl Sprt
JSN | NAME | QTY | ACQ/INS | DESCRIPTION
A1010 | Telecommunication Outlet | 4 | VV | Telecommunication outlet location.
A1015 | Telephone, Desk, Multiple Line | 2 | VV | Telephone, desk, multiple line.
E0418 | Nurse Station, Medium, Free Standing | 1 | VV | Nurse station typicals have non-powered steel frames with a pre-installed metal junction box for user defined electrical solutions. Data modules and low voltage cabling can be routed freely within the frame. Electrical and/or data devices are not provided with the nurse station. Panel inserts are available in fabric, painted metal, tackable, acoustical, paper management, rail, glass, open and electrical/data accessible styles. Typicals include panel inserts for both sides of the steel frame. All electrical connections must be made by an electrical contractor. THIS TYPICAL INCLUDES: 5 steel frames, 70"H x 24"W; 1 steel frame, 70"H x 48"W; 2 steel frames, 38"W x 48"W; 4 steel frames, 38"H x 24"W; 1 steel frame w/low access, 38"H x 48"W; 2 frame connectors, 3-way corner, 70"H; 1 frame connector, 2-way corner, 38"H; 2 frame connectors, 135 degree, 2-way, 38"H; 9 finished end hardware; 6 frame-to-frame connectors; 3 cantilevered work surface, 48"W; 2 cantilevered, work surface, 72"W; 1 cantilevered low access work surface, 135 degree, 48"W; 2 pedestal box/box/files; 2 panel inserts, painted metal, 8"H x 24"W; 50 panel inserts, painted metal, 16"H x 24"W; 10 panel inserts, painted metal, 16"H x 48"W; 2 panel inserts, painted metal, 20"H x 48"W : 2 panel inserts, tackable, 16"H x 24"W; 2 panel inserts, paper mgmt., 8"H x 48"W; 1 countertop w/light support assembly, 16"D x 14'-0"L; 18 paper tray, 10"W; 2 chart shelf, pass-thru, 24"W; 2 chart shelf, pass-thru, 48"W.
F0280 | Chair, Swivel, Low Back | 4 | VV | Low back contemporary swivel chair, 37" high X 25" wide X 31" deep with a five (5) caster swivel base, arms and foam padded seat and back upholstered with either woven textile fabric or vinyl.
F2000 | Basket, Wastepaper, Fire Resistant | 2 | VV | Wastepaper basket, fire resistant, approximately 40 quart capacity. This unit is used to collect and temporarily store small quantities of paper refuse in patient rooms, administrative areas and nursing stations. Size and shape varies depending on the application and manufacturer selected.
F3050 | Whiteboard, Dry Erase | 1 | VV | Whiteboard unit, approximately 36" H x 48" W consisting of a white porcelain enamel writing surface with an attached chalk tray. Magnetic surface available. Image can be easily removed with a standard chalkboard eraser. For use with water color pens. Unit is ready to hang.
F3200 | Clock, Battery, 12" Diameter | 1 | VV | Clock, 12" diameter. Round surface, easy to read numbers with sweep second hand. Wall mounted unit for use when impractical to install a fully synchronized clock system. Battery operated, (batteries not included).
M1605 | Holder, Chart, 20 Each | 1 | VV | Clinical chart holder cart. 20 chart capacity. 2 side-by-side tiers. May be ordered in various chart capacities. Constructed of heavy metal frames with vinyl laminated surfaces or painted panels. 3" casters with locks. Used to hold patient spring loaded charts.
M1801 | Computer, Microprocessing, w/Flat Panel Monitor | 4 | VV | Desk top microprocessing computer. The unit shall consist of a central processing mini tower, flat panel monitor, keyboard, mouse and speakers. The system shall have the following minimum characteristics: a 2.8 GHz Pentium processor; 512 MB memory; 80GB hard drive; 32/48x CD-ROMDVD combo; 1.44MB network interface card; video 32 MB NVIDIA; a 18 inch flat panel monitor. The computer is used throughout the facility to input, manipulate and retrieve information.
M1820 | Imprinter, Data Record, Electric | 1 | VV | Electric data record imprinter. The device accepts embossed plastic patient cards in either the 50 column or the 80 column format and adjusts automatically for card size and form thickness. Device will provide clear readable impressions with a cycle that is less than 1 second in length. Electro-mechanical design provides for a consistent impression that is independent of operator knowledge or technique. Unit may include a date/time stamp as an accessory.
M1840 | Printer/Copier/Fax Combination | 1 | VV | Multifunctional printer, fax, scanner and copier (PFC) all-in-one machine.
M1855 | Facsimile Machine | 1 | VV | Plain paper facsimile unit used to transmit printed matter or images over standard telephone lines. The unit operates at a modem speed of 33.6 Kbps and automatically recognizes and communicates with a variety of standard facsimile machines. Commonly referred to as "fax" unit.
9 - SC231 - IP Surg Pre-Op / Phase II Provider Workroom, Clncl Sprt | 9 - SC231 - IP Surg Pre-Op / Phase II Provider Workroom, Clncl Sprt | 9 - SC231 - IP Surg Pre-Op / Phase II Provider Workroom, Clncl Sprt | 9 - SC231 - IP Surg Pre-Op / Phase II Provider Workroom, Clncl Sprt | 9 - SC231 - IP Surg Pre-Op / Phase II Provider Workroom, Clncl Sprt
JSN | NAME | QTY | ACQ/INS | DESCRIPTION
A1010 | Telecommunication Outlet | 3 | VV | Telecommunication outlet location.
A1015 | Telephone, Desk, Multiple Line | 3 | VV | Telephone, desk, multiple line.
E0042 | Workcenter, Computer, Free Standing, 48" W | 3 | VV | THIS TYPICAL INCLUDES: 1 Tool Rail 2 Paper Tray 1 Diagonal Tray 1 Freestanding Work Surface 1 Mobile Pedestal, Box/File 1 Adjustable Keyboard Tray
F0275 | Chair, Swivel, High Back | 3 | VV | Highback contemporary swivel chair, 41" high X 23" wide X 23" deep with five (5) caster swivel base and arms. Chair may be used at desks or in conference rooms. Back and seat are foam padded and upholstered with either woven textile fabric or vinyl.
F2000 | Basket, Wastepaper, Fire Resistant | 3 | VV | Wastepaper basket, fire resistant, approximately 40 quart capacity. This unit is used to collect and temporarily store small quantities of paper refuse in patient rooms, administrative areas and nursing stations. Size and shape varies depending on the application and manufacturer selected.
F3200 | Clock, Battery, 12" Diameter | 1 | VV | Clock, 12" diameter. Round surface, easy to read numbers with sweep second hand. Wall mounted unit for use when impractical to install a fully synchronized clock system. Battery operated, (batteries not included).
M1801 | Computer, Microprocessing, w/Flat Panel Monitor | 3 | VV | Desk top microprocessing computer. The unit shall consist of a central processing mini tower, flat panel monitor, keyboard, mouse and speakers. The system shall have the following minimum characteristics: a 2.8 GHz Pentium processor; 512 MB memory; 80GB hard drive; 32/48x CD-ROMDVD combo; 1.44MB network interface card; video 32 MB NVIDIA; a 18 inch flat panel monitor. The computer is used throughout the facility to input, manipulate and retrieve information.
10 - SC189 - IP Surg Pre-Op / Phase II Handwashing Station, Clncl Sprt | 10 - SC189 - IP Surg Pre-Op / Phase II Handwashing Station, Clncl Sprt | 10 - SC189 - IP Surg Pre-Op / Phase II Handwashing Station, Clncl Sprt | 10 - SC189 - IP Surg Pre-Op / Phase II Handwashing Station, Clncl Sprt | 10 - SC189 - IP Surg Pre-Op / Phase II Handwashing Station, Clncl Sprt
JSN | NAME | QTY | ACQ/INS | DESCRIPTION
A1067 | Mirror, Float Glass, ADA Accessible | 1 | CC | A high quality 1/4" polished float glass mirror with a stainless steel frame. Frame holds mirror in a tilted position for accessibility and compliance with ADA requirements. Mirror has a galvanized steel back secured to frame with concealed screws with integral horizontal hanging brackets. Mirror shall be approximately 18" wide and 36" high. Other sizes are available.
A5075 | Dispenser, Soap, Disposable | 1 | VV | Disposable soap dispenser. One-handed dispensing operation. Designed to accommodate disposable soap cartridge and valve.
A5080 | Dispenser, Paper Towel, SS, Surface Mounted | 1 | CC | A surface mounted, satin finish stainless steel, single-fold, paper towel dispenser. Dispenser features: tumbler lock; front hinged at bottom; and refill indicator slot. Minimum capacity 400 single-fold paper towels. For general purpose use throughout the facility.
F2010 | Basket, Wastepaper, Step-On | 1 | VV | "Step-on" wastepaper basket with inner liner and foot petal activated flip top.
P3100 | Lavatory, Vitreous China, Slab Type | 1 | CC | Wall mounted, slab type, vitreous china, lavatory (approximate bowl size 7"x15"x10") with: faucet holes on 4" centers; gooseneck spout; wrist blade handles; and grid strainer. It shall be suitable for use in clinics, offices, washrooms or patient care area.
11 - SV272 - IP Surg Pre-Op / Phase II Nourishment Room, F&N Svc | 11 - SV272 - IP Surg Pre-Op / Phase II Nourishment Room, F&N Svc | 11 - SV272 - IP Surg Pre-Op / Phase II Nourishment Room, F&N Svc | 11 - SV272 - IP Surg Pre-Op / Phase II Nourishment Room, F&N Svc | 11 - SV272 - IP Surg Pre-Op / Phase II Nourishment Room, F&N Svc
JSN | NAME | QTY | ACQ/INS | DESCRIPTION
A5075 | Dispenser, Soap, Disposable | 1 | VV | Disposable soap dispenser. One-handed dispensing operation. Designed to accommodate disposable soap cartridge and valve.
A5080 | Dispenser, Paper Towel, SS, Surface Mounted | 1 | CC | A surface mounted, satin finish stainless steel, single-fold, paper towel dispenser. Dispenser features: tumbler lock; front hinged at bottom; and refill indicator slot. Minimum capacity 400 single-fold paper towels. For general purpose use throughout the facility.
C03F0 | Cabinet, U/C/B, 1 Shelf, 2 Half DR, 2 DO, 36x30x22 | 1 | CC | Standing height under counter base cabinet with an adjustable shelf and two half width drawers above solid hinged doors. Also referred to as a combination cabinet or a drawer and cupboard cabinet. For general purpose use throughout the facility.
C03H0 | Cabinet, U/C/B, 2 Half Drawers, 3 DR, 36x30x22 | 1 | CC | Standing height under counter base cabinet with two half width drawers side-by-side above three full width drawers. Also referred to as a drawer cabinet. For general purpose use throughout the facility.
C03J0 | Cabinet, U/C/B, 8 Half Drawers, 36x30x22 | 1 | CC | Standing height under counter base cabinet with eight half width drawers of equal height. Also referred to as a drawer cabinet. For general purpose use throughout the facility.
C03P0 | Cabinet, Sink, U/C/B, 2 Door, 30" W | 1 | CC | Standing height under counter base sink cabinet. 36" H x 30" W x 22" D with two solid hinged doors. Also referred to as a double-door sink cabinet. For general purpose use throughout the facility where a sink is to be used. Coordinate actual clear cabinet dimension with the actual outside dimension of sink that is specified to ensure that they are compatible.
CE030 | Cabinet, W/H, 2 SH, 2 GDO, Sloping Top, 38x30x13 | 2 | CC | Wall hung cabinet with two adjustable shelves, framed-glass hinged doors, and sloping top. Also referred to as a framed-glass hinged double door wall case. For general purpose use throughout the facility.
CS230 | Sink, SS, Double Compartment, 10x14x16 ID | 1 | CC | Double compartment stainless steel sink, drop-in, self-rimming, ledge-type, connected with a drain and provided with a mixing faucet. It shall also be provided with pre-punched fixture holes on 4" center, integral back ledge to accommodate deck-mounted fixtures, brushed/polished interior and top surfaces, and sound deadened. Recommended for use in suspended or U/C/B sink cabinets having a high plastic laminate or Chemsurf laminate countertop/work surface. Coordinate actual outside sink dimensions with the actual clear dimension of cabinet specified to ensure that they are compatible. For general purpose use throughout the facility.
CT020 | Countertop, Solid Surface | 10 | CC | A solid, nonporous countertop with a smooth seamless appearance. Easy to clean and maintain and with proper cleaning does not support the growth of mold. An acrylic-based solid surface product. Standard thickness of 1", and a 4" butt backsplash/curb. Also referred to as a work surface or work top. Available in a choice of colors and depths. Used in lab and other hospital areas requiring optimum physical and chemical resisting properties.
F2015 | Basket, Wastepaper, Metal/Plastic,2 Swinging Doors | 1 | VV | Metal receptacle for soiled / used towels or waste. Equipped with a removable tapered top with two independently operating self-closing, spring hinged doors. Used in public facilities for the collection and temporary storage of refuse.
K4665 | Oven, Microwave, Consumer | 1 | VV | Counter mounted microwave oven for average duty use. The exterior cabinet can be metal or heavy duty impact resistant plastic. The oven delivers instant energy for rapid heating, defrosting or prime cooking. The oven has touch pad controls, digital timer, power level selector and preprogrammed selectors for commonly cooked items. This oven is commonly found in staff lounges.
R4650 | Ice Maker, Flaked, With Dispenser | 1 | CC | Ice maker dispenser approximately 71" H x 19"D x 24"W. This unit provides flaked ice and cooled water automatically. The unit has a daily capacity up to 650 pounds and a 100 pound capacity stainless steel storage compartment with water station. Unit may be free-standing or counter-mounted, automatic load ice dispenser for food service and healthcare use. The unit is used in healthcare institutions and various commercial food service operations for dispensing ice.
R7250 | Refrigerator/Freezer, 20 Cubic Feet | 1 | VV | Refrigerator/freezer unit. This type unit includes a food saver system that helps keep food fresher. It also includes roll out wheels and is equipped for an optional automatic icemaker. This unit is of commercial or residential design and use.
13 - SC052 - IP Surg Pre-Op / Phase II Crash Cart Alcove, Clncl Sprt | 13 - SC052 - IP Surg Pre-Op / Phase II Crash Cart Alcove, Clncl Sprt | 13 - SC052 - IP Surg Pre-Op / Phase II Crash Cart Alcove, Clncl Sprt | 13 - SC052 - IP Surg Pre-Op / Phase II Crash Cart Alcove, Clncl Sprt | 13 - SC052 - IP Surg Pre-Op / Phase II Crash Cart Alcove, Clncl Sprt
JSN | NAME | QTY | ACQ/INS | DESCRIPTION
E0954 | Cart, Emergency, Mobile, 66"H x 32"W x 22"D | 1 | VV | THIS TYPICAL INCLUDES: 1 Cart body, style-A narrow, w/raised edge top 1 Accessory rail, side 1 Accessory rail, back 1 Defibrillator tray 1 IV pole 1 Breakaway bar 1 Flip-up shelf 1 Wastebasket 1 Oxygen tank holder 1 Electrical box-4 outlet 1 Cord wrap 4 Drawer, 3"H 3 Drawer, 6"H Drawer organizer bins.
M1100 | Resuscitator, Bag-Mask, Hand Operated | 1 | VV | Hand operated bag-mask resuscitator. Consists of face mask, non-rebreathing valve, compression bag and tidal bag. Used for resuscitation in life saving situations.
M7660 | Defibrillator/Monitor/Recorder, Portable | 1 | VV | Portable defibrillator-monitor-recorder. Integral unit system operable from self-contained rechargeable batteries. ECG may be viewed through paddles or patient cable. Options include external pacing and 12-Lead.
M8769 | Aspirator, Resuscitation, Portable w/ Battery | 1 | VV | High-vacuum and high-flow AC/DC powered suction unit for use on emergency resuscitation carts and for general suction use. Light weight, compact design, fully enclosed water resistant unit with an average run time of 60 minutes. Includes variable suction range up to 580 mmHg and 1200 CC collection canister.
14 - SC471 - IP Surg Pre-Op / Phase II Clean Linen Room, EMS | 14 - SC471 - IP Surg Pre-Op / Phase II Clean Linen Room, EMS | 14 - SC471 - IP Surg Pre-Op / Phase II Clean Linen Room, EMS | 14 - SC471 - IP Surg Pre-Op / Phase II Clean Linen Room, EMS | 14 - SC471 - IP Surg Pre-Op / Phase II Clean Linen Room, EMS
JSN | NAME | QTY | ACQ/INS | DESCRIPTION
M2055 | Shelving, Storage, Wire, CRS, w/Adjustable Shelves | 1 | VV | Stationary, wire, shelving unit. Unit has fully adjustable shelves constructed of stainless steel. For use in general purpose storage areas. Shelving is provided in various sizes and configurations. Price provided is for a unit approximately 74"H x 18"D x 48"W with four shelves.
15 - SC180 - IP Surg Pre-Op / Phase II Portable Imaging Equipment Alcove, Clncl Sprt | 15 - SC180 - IP Surg Pre-Op / Phase II Portable Imaging Equipment Alcove, Clncl Sprt | 15 - SC180 - IP Surg Pre-Op / Phase II Portable Imaging Equipment Alcove, Clncl Sprt | 15 - SC180 - IP Surg Pre-Op / Phase II Portable Imaging Equipment Alcove, Clncl Sprt | 15 - SC180 - IP Surg Pre-Op / Phase II Portable Imaging Equipment Alcove, Clncl Sprt
JSN | NAME | QTY | ACQ/INS | DESCRIPTION
X4780 | Radiographic Unit, Mobile, Battery, 100 mA, 100kVp | 1 | VV | Mobile radiographic, rechargeable battery powered x-ray unit. The unit is 100 mA, 110 kVp. For use in surgery or patient treatment areas.
16 - SB737 - IP Surg Pre-Op / Phase II Clean Utility Room, Lgstcs Svc | 16 - SB737 - IP Surg Pre-Op / Phase II Clean Utility Room, Lgstcs Svc | 16 - SB737 - IP Surg Pre-Op / Phase II Clean Utility Room, Lgstcs Svc | 16 - SB737 - IP Surg Pre-Op / Phase II Clean Utility Room, Lgstcs Svc | 16 - SB737 - IP Surg Pre-Op / Phase II Clean Utility Room, Lgstcs Svc
JSN | NAME | QTY | ACQ/INS | DESCRIPTION
E0906 | Locker, Supply, General, Wall Mtd, 23"W x 20"D | 1 | VV | THIS TYPICAL INCLUDES: 1 Wall Mounted Rail 1 Locked Storage Container 2 Tray/Shelves 1 Drawer, 3"H 3 Drawers, 6"H 2 Drawers, 9"H 1 Tray/Shelf Divider Drawer Organizer Bins Consider the need for an E0921 to transport the locker from place to place.
E0912 | Locker, Supply, Med Surg, Wall Mtd | 1 | VV | Medical/Surgical Supply locker, Wall Mounted, approximately 23"W x 20"D. THIS TYPICAL INCLUDES: 1 Wall Mounted Rail 1 Locked Storage Container 4 Tray/Shelves 5 Drawers, 3"H 2 Drawers, 6"H 2 Tray/Shelf Dividers Drawer Organizer Bins Consider the need for an E0921 to transport the locker from place to place.
E1500 | Rail, MOD, W/MNTD, HX144XD | 1 | VV | Wall mounted rail used for hanging (mounting) lockers, shelves and drawers on a wall.
F2000 | Basket, Wastepaper, Fire Resistant | 1 | VV | Wastepaper basket, fire resistant, approximately 40 quart capacity. This unit is used to collect and temporarily store small quantities of paper refuse in patient rooms, administrative areas and nursing stations. Size and shape varies depending on the application and manufacturer selected.
17 - SB743 - IP Surg Pre-Op / Phase II Soiled Utility Room, Lgstcs Svc | 17 - SB743 - IP Surg Pre-Op / Phase II Soiled Utility Room, Lgstcs Svc | 17 - SB743 - IP Surg Pre-Op / Phase II Soiled Utility Room, Lgstcs Svc | 17 - SB743 - IP Surg Pre-Op / Phase II Soiled Utility Room, Lgstcs Svc | 17 - SB743 - IP Surg Pre-Op / Phase II Soiled Utility Room, Lgstcs Svc
JSN | NAME | QTY | ACQ/INS | DESCRIPTION
A1012 | Telephone, Wall Mounted, 1 Line | 1 | VV | Telephone, wall mounted, 1 line.
A5075 | Dispenser, Soap, Disposable | 1 | VV | Disposable soap dispenser. One-handed dispensing operation. Designed to accommodate disposable soap cartridge and valve.
A5077 | Dispenser, Hand Sanitizer, Hands-Free | 1 | VV | A touch free wall-mounted hand sanitizer dispenser. For use throughout a healthcare facility. Unit does not include the sanitizing liquid. Units are battery operated.
A5080 | Dispenser, Paper Towel, SS, Surface Mounted | 1 | CC | A surface mounted, satin finish stainless steel, single-fold, paper towel dispenser. Dispenser features: tumbler lock; front hinged at bottom; and refill indicator slot. Minimum capacity 400 single-fold paper towels. For general purpose use throughout the facility.
A5106 | Waste Disposal Unit, Sharps w/Glove Dispenser | 1 | VV | The unit is designed for the disposal of sharps and complies with OSHA guidelines for the handling of sharps. It shall house a 5 quart container and be capable of being mounted on a wall. It shall have a glove dispenser attached. The unit shall be secured by a locked enclosure.
C04F0 | Cabinet, U/C/B, 1 Shelf, 2 Half DR, 2 DO, 36x36x22 | 1 | CC | Standing height under counter base cabinet with an adjustable shelf and two half width drawers above solid hinged doors. Also referred to as a combination cabinet or a drawer and cupboard cabinet. For general purpose use throughout the facility.
C05P0 | Cabinet, Sink, U/C/B, 2 Door, 36x48x22 | 1 | CC | Standing height under counter base sink cabinet with solid hinged doors. Also referred to as a double-door sink cabinet. For general purpose use throughout the facility where a sink is to be used. Coordinate actual clear cabinet dimension with the actual outside dimension of sink that is specified to ensure that they are compatible.
CS200 | Sink, SS, Single Compartment, 12x28x16 ID | 1 | CC | Single compartment stainless steel sink, drop-in, self-rimming, ledge-type, connected with a drain and provided with a mixing faucet. It shall also be provided with pre-punched fixture holes on 4" center, integral back ledge to accommodate deck-mounted fixtures, brushed/polished interior and top surfaces, and sound deadened. Recommended for use in suspended or U/C/B sink cabinets having a high plastic laminate or Chemsurf laminate countertop/work surface. Coordinate actual outside sink dimensions with the actual clear dimension of cabinet specified to ensure that they are compatible. For general purpose use throughout the facility.
CT050 | Countertop, Stainless Steel | 1 | CC | Stainless steel countertop (composition of heavy-gauge Type No. 304 stainless steel) having a smooth satin finish and integral 4" backsplash/curb. Also referred to as a corrosion-resistant steel work surface or work top. Available in various depths. Used in areas where excellent ease of cleaning, abrasion resistance, bacteria resistance, impact resistance, load capacity and moisture resistance, are of concern. Pricing based upon a 24" depth.
F2020 | Can, Trash, 44 Gallon | 1 | VV | Forty four (44) gallon trash can, 32" high X 24" diameter, with lid. Used to collect and transport refuse from a point of origin to point of disposal (example: from soiled utility or a nursing unit to the trash compactor at housekeeping).
P2000 | Eyewash, Wall Mounted, Hands-Free | 1 | CC | Wall mounted emergency eye wash station. The flow of water from the unit is activated by hand. Upon initiation of water flow the unit will operate hands free to provide streams of water to clear foreign particles or dilute caustic liquids from the eyes in emergency situations. Used in laboratories and areas of the hospital where employees are subject to foreign bodies or liquid material to the eyes.
P2450 | Valve, Mixing, Thermostatic | 1 | CC | Thermostatic mixing valve with washout hose. Used with portable whirlpool equipment. Thermostatic valve is used to maintain temperature between 70 and 110 degree Fahrenheit, with a flow rate of 20 gallons a minute. The washout hose assembly is used to wash out tanks after treatment. Used in physical therapy department to provide comfortable water temperature for patient treatments.
P3100 | Lavatory, Vitreous China, Slab Type | 1 | CC | Wall mounted, slab type, vitreous china, lavatory (approximate bowl size 7"x15"x10") with: faucet holes on 4" centers; gooseneck spout; wrist blade handles; and grid strainer. It shall be suitable for use in clinics, offices, washrooms or patient care area.
18 - CS121 - IP Pre-Op / Phase II Medical Equipment Storage Room, Surg Svc | 18 - CS121 - IP Pre-Op / Phase II Medical Equipment Storage Room, Surg Svc | 18 - CS121 - IP Pre-Op / Phase II Medical Equipment Storage Room, Surg Svc | 18 - CS121 - IP Pre-Op / Phase II Medical Equipment Storage Room, Surg Svc | 18 - CS121 - IP Pre-Op / Phase II Medical Equipment Storage Room, Surg Svc
JSN | NAME | QTY | ACQ/INS | DESCRIPTION
M2055 | Shelving, Storage, Wire, CRS, w/Adjustable Shelves | 1 | VV | Stationary, wire, shelving unit. Unit has fully adjustable shelves constructed of stainless steel. For use in general purpose storage areas. Shelving is provided in various sizes and configurations. Price provided is for a unit approximately 74"H x 18"D x 48"W with four shelves.
19 - SB244 - IP Surg Pre-Op / Phase II Housekeeping Aides Closet (HAC), Bldg Sprt | 19 - SB244 - IP Surg Pre-Op / Phase II Housekeeping Aides Closet (HAC), Bldg Sprt | 19 - SB244 - IP Surg Pre-Op / Phase II Housekeeping Aides Closet (HAC), Bldg Sprt | 19 - SB244 - IP Surg Pre-Op / Phase II Housekeeping Aides Closet (HAC), Bldg Sprt | 19 - SB244 - IP Surg Pre-Op / Phase II Housekeeping Aides Closet (HAC), Bldg Sprt
JSN | NAME | QTY | ACQ/INS | DESCRIPTION
A5075 | Dispenser, Soap, Disposable | 1 | VV | Disposable soap dispenser. One-handed dispensing operation. Designed to accommodate disposable soap cartridge and valve.
A5080 | Dispenser, Paper Towel, SS, Surface Mounted | 1 | CC | A surface mounted, satin finish stainless steel, single-fold, paper towel dispenser. Dispenser features: tumbler lock; front hinged at bottom; and refill indicator slot. Minimum capacity 400 single-fold paper towels. For general purpose use throughout the facility.
A5107 | Dispenser, Glove, Surgical/Examination, Wall Mntd | 1 | VV | Examination three (Small Medium, Large) glove dispenser box for wall mounting. Fabricated of either cold rolled steel with a white baked enamel finish, plastic or acrylic. Hardware not included, Option 3 powder coated steel.
A5135 | Shelf, Utility W/ Mop/Broom Holders, SS, Surf Mntd | 1 | CC | A surface mounted, satin finish stainless steel, utility shelf with a maximum of 6 mop/broom holders and 5 rag hooks. Utility shelf features: 8" deep shelf; mounting brackets welded to shelf; spring activated rubber cam holders; and drying rod. Unit is available in various widths 30" (minimum, 3 holders and 2 hooks) to 48" (maximum, 6 holders and 5 hooks). For use in janitor closets. Pricing based on a 36" width.
F0500 | Cart, Janitor's | 1 | VV | Janitors cart, 38" high X 66" wide X 20" deep with 25 gallon heavy duty collection bag. Accommodations for locking vault and janitorial support items (broom, dust pan, chemicals, mop and mop bucket; not included).
F0505 | Bucket, Mop, With Wringer, 26 Quart | 1 | VV | Mobile mop bucket / wringer combination, approximately 35" H x 17" W x 22" D with four 2" casters. Total capacity is 26 quarts. Unit used for general hard surface floor maintenance.
P2000 | Eyewash, Wall Mounted, Hands-Free | 1 | CC | Wall mounted emergency eye wash station. The flow of water from the unit is activated by hand. Upon initiation of water flow the unit will operate hands free to provide streams of water to clear foreign particles or dilute caustic liquids from the eyes in emergency situations. Used in laboratories and areas of the hospital where employees are subject to foreign bodies or liquid material to the eyes.
P2451 | Valve, Mixing, Thermostatic, Eyewash | 1 | CC | Emergency tempering valve thermostatically mixes hot and cold water to provide a safe fluid supply for a single emergency eye/face wash with a flow rate of 10 gpm (38.8L)
P4700 | Sink, Mop, Molded Stone | 1 | CC | Mop service sink approximately 10"H x 36"W x 24"D. Also called a mop service basin and a mop receptor. Unit is made of molded stone and is a one piece item. It shall include a service faucet hose, hose bracket and mop hanger. Used in utility rooms for cleaning mops and floor cleaning equipment.
20 - SS262 - IP Surg Pre-Op / Phase II Staff Breakroom, Stff Sprt | 20 - SS262 - IP Surg Pre-Op / Phase II Staff Breakroom, Stff Sprt | 20 - SS262 - IP Surg Pre-Op / Phase II Staff Breakroom, Stff Sprt | 20 - SS262 - IP Surg Pre-Op / Phase II Staff Breakroom, Stff Sprt | 20 - SS262 - IP Surg Pre-Op / Phase II Staff Breakroom, Stff Sprt
JSN | NAME | QTY | ACQ/INS | DESCRIPTION
A1010 | Telecommunication Outlet | 1 | VV | Telecommunication outlet location.
A1012 | Telephone, Wall Mounted, 1 Line | 1 | VV | Telephone, wall mounted, 1 line.
A1080 | Mirror, Posture, Wall Mounted | 1 | CC | Wall mounted posture mirror. Consists of a 1/4" plate glass in a sturdy corrosion resistant frame with water proof back. For educational and therapy programs.
A5075 | Dispenser, Soap, Disposable | 1 | VV | Disposable soap dispenser. One-handed dispensing operation. Designed to accommodate disposable soap cartridge and valve.
A5080 | Dispenser, Paper Towel, SS, Surface Mounted | 1 | CC | A surface mounted, satin finish stainless steel, single-fold, paper towel dispenser. Dispenser features: tumbler lock; front hinged at bottom; and refill indicator slot. Minimum capacity 400 single-fold paper towels. For general purpose use throughout the facility.
A5145 | Hook, Garment, Double, SS, Surface Mounted | 1 | CC | A surface mounted, satin finish stainless steel, double garment hook. Equipped with a concealed mounting bracket that is secured to a concealed wall plate. For general purpose use throughout the facility to hang various items of apparel.
A5210 | Bracket, Television, Wall Mounted, w/Adjust Arm | 1 | VV | Wall mounted television bracket with adjustable arm. Consists of movable arm with minimum 120 degree swivel. Designed for holding wall mounted, flat panel television units in patient rooms.
A5220 | Bracket, Television, Wall Backing | 1 | CC | Wall mounted television bracket backing which provides additional support and strength for the installation of the television bracket. Option available for interior or exterior plate and sized for 12” 16” or 24” stud spacing.
C02C0 | Cabinet, U/C/B, 1 Shelf, 1 Drawer, 1 DO, 36x24x22 | 1 | CC | Standing height under counter base cabinet with an adjustable shelf and a full width drawer above a solid right or left-hinged door (appropriate door hinge configuration to be indicated on equipment elevation drawings). Also referred to as a combination cabinet or a drawer and cupboard cabinet. For general purpose use throughout the facility.
C02D0 | Cabinet, U/C/B, 4 Drawer, 36x24x22 | 1 | CC | Standing height under counter base cabinet with four full width drawers of equal height. Also referred to as a drawer cabinet. For general purpose use throughout the facility.
C04P0 | Cabinet, Sink, U/C/B, 2 Door, 36x36x22 | 1 | CC | Standing height under counter base sink cabinet with solid hinged doors. Also referred to as a double-door sink cabinet. For general purpose use throughout the facility where a sink is to be used. Coordinate actual clear cabinet dimension with the actual outside dimension of sink that is specified to ensure that they are compatible.
CB020 | Cabinet, W/H, 2 Shelf, 1 DO, Sloping Top, 38x24x13 | 2 | CC | Wall hung cabinet with two adjustable shelves, solid right or left-hinged door (appropriate door hinge configuration to be indicated on equipment elevation drawings), and sloping top. Also referred to as a solid hinged single door case. For general purpose use throughout the facility.
CS010 | Sink, SS, Single Compartment, 7.5x12x12 ID | 1 | CC | Single compartment stainless steel sink, drop-in, self-rimming, ledge-type, connected with a drain and provided with a mixing faucet. It shall also be provided with pre-punched fixture holes on 4" center, integral back ledge to accommodate deck-mounted fixtures, brushed/polished interior and top surfaces, and sound deadened. Recommended for use in suspended or U/C/B sink cabinets having a high plastic laminate or Chemsurf laminate countertop/work surface. For general purpose use throughout the facility.
CT020 | Countertop, Solid Surface | 7 | CC | A solid, nonporous countertop with a smooth seamless appearance. Easy to clean and maintain and with proper cleaning does not support the growth of mold. An acrylic-based solid surface product. Standard thickness of 1", and a 4" butt backsplash/curb. Also referred to as a work surface or work top. Available in a choice of colors and depths. Used in lab and other hospital areas requiring optimum physical and chemical resisting properties.
F0225 | Chair, Dining Room | 4 | VV | Dining room chair with glides. Chair has straight legs with cushioned cloth or vinyl seat.
F0795 | Table, Dining | 1 | VV | Dining table. Round 42" diameter or square 42" X 42". Used in dining facilities and can comfortably seat up to four (4) persons.
F2015 | Basket, Wastepaper, Metal/Plastic,2 Swinging Doors | 1 | VV | Metal receptacle for soiled / used towels or waste. Equipped with a removable tapered top with two independently operating self-closing, spring hinged doors. Used in public facilities for the collection and temporary storage of refuse.
F3065 | Whiteboard/Bulletin Board, Combination | 1 | VV | A combination whiteboard and bulletin board, half LCS and half cork. Available with either aluminum or wood frame. It can be used in patient rooms or in any appropriate space in the facility.
F3200 | Clock, Battery, 12" Diameter | 1 | VV | Clock, 12" diameter. Round surface, easy to read numbers with sweep second hand. Wall mounted unit for use when impractical to install a fully synchronized clock system. Battery operated, (batteries not included).
K1552 | Brewer, Coffee, Auto, Elect, 3 Burner, Front/Back | 1 | VV | Space saving front to back automatic coffee maker. This unit includes a heating tank, connection for a cold water supply, decanter service with three burners, funnel and a water flow controller. The unit is used for semi-automatic coffee brewing in cafeterias and commercial institutions. The unit automatically shuts off the water flow when enough has passed through to fill the pot. The unit is normally provided plumbed with a hot water faucet to the side for making other hot drinks (tea, cider, cocoa, etc.). The database height dimension does not include the clearance for coffee decanters warming on the upper burners.
K4665 | Oven, Microwave, Consumer | 1 | VV | Counter mounted microwave oven for average duty use. The exterior cabinet can be metal or heavy duty impact resistant plastic. The oven delivers instant energy for rapid heating, defrosting or prime cooking. The oven has touch pad controls, digital timer, power level selector and preprogrammed selectors for commonly cooked items. This oven is commonly found in staff lounges.
M0515 | Television, HD, 40" Class | 1 | VV | High definition (HDTV) multimedia flat panel LED 40" class display television. The TV will have a 16:9 wide screen aspect ratio, minimum of 1920 x 1080 display resolution, digital tuner, minimum refresh rate of 60Hz, minimum of two HDMI ports and 1 USB port ENERGY STAR certified.
R7250 | Refrigerator/Freezer, 20 Cubic Feet | 1 | VV | Refrigerator/freezer unit. This type unit includes a food saver system that helps keep food fresher. It also includes roll out wheels and is equipped for an optional automatic icemaker. This unit is of commercial or residential design and use.
21 - SB191 - IP Surg Pre-Op / Phase II Staff Toilet, Bldg Sprt | 21 - SB191 - IP Surg Pre-Op / Phase II Staff Toilet, Bldg Sprt | 21 - SB191 - IP Surg Pre-Op / Phase II Staff Toilet, Bldg Sprt | 21 - SB191 - IP Surg Pre-Op / Phase II Staff Toilet, Bldg Sprt | 21 - SB191 - IP Surg Pre-Op / Phase II Staff Toilet, Bldg Sprt
JSN | NAME | QTY | ACQ/INS | DESCRIPTION
A1067 | Mirror, Float Glass, ADA Accessible | 1 | CC | A high quality 1/4" polished float glass mirror with a stainless steel frame. Frame holds mirror in a tilted position for accessibility and compliance with ADA requirements. Mirror has a galvanized steel back secured to frame with concealed screws with integral horizontal hanging brackets. Mirror shall be approximately 18" wide and 36" high. Other sizes are available.
A4995 | Table, Diaper Changing, Wall Mounted | 1 | CC | Wall mounted diaper changing table for use in public restrooms. Unit is a fold down system that folds upward when not in use for minimal intrusion into the room. Changing surface is contoured and has safety belt to insure that an infant will not fall from the table. Table is designed to hold no less than 250 pounds static weight. Closed dimensions are approximately 21" H x 36" W x 5" D. Open dimensions vary according to style. One system's open dimensions are 15 " high, 32" wide and 19" deep.
A5075 | Dispenser, Soap, Disposable | 1 | VV | Disposable soap dispenser. One-handed dispensing operation. Designed to accommodate disposable soap cartridge and valve.
A5082 | Dispenser, Paper Towel, Sensor, Hands Free | 1 | CC | A surface mounted, sensor activated, automatic, roll paper towel dispenser. The unit dispenses a paper towel automatically only when hands are place in position below the dispenser for maximum sanitation and hygiene. May include adjustable settings for sheet length, time delay, and sensor range. Unit is battery operated or with optional AC power adapter.
A5090 | Disposal, Sanitary Napkin, SS, Surface Mounted | 1 | CC | A surface mounted, satin finish stainless steel, sanitary napkin disposal. Disposal features a flip-up cover, secured to the container by a heavy duty stainless steel piano-hinge. Disposal may be secured to wall or toilet partition. For general purpose use in female toilet stalls or rooms and uni-sex toilet rooms.
A5109 | Grab Bar, 1-1/4" Dia., SS, 2 Wall, W/C Accessible | 1 | CC | A 1-1/4" diameter, satin finish stainless steel, peened gripping surface, 2 wall toilet stall/ room, grab bar with concealed mounting flanges. Snap over flanges are provided to conceal mounting screws. A selection of mounting kits and concealed anchor devices are available from the manufacturers for different types of installations. Grab bar shall comply with barrier-free accessibility guidelines for structural strength. For typical water closet applications in toilet stalls and rooms where ADA (American's With Disabilities Act) requirements must be met.
A5145 | Hook, Garment, Double, SS, Surface Mounted | 1 | CC | A surface mounted, satin finish stainless steel, double garment hook. Equipped with a concealed mounting bracket that is secured to a concealed wall plate. For general purpose use throughout the facility to hang various items of apparel.
A5200 | Dispenser, Toilet Tissue, SS, 2-Roll, Surface Mntd | 1 | CC | A concealed surface mounted, double roll, satin finish stainless steel, toilet tissue dispenser. Unit accommodates two standard-core toilet tissue rolls through 5" in diameter. Spindles are chrome plated plastic with a heavy-duty internal spring and turn freely for non-controlled delivery. For general purpose use in restrooms.
F2010 | Basket, Wastepaper, Step-On | 1 | VV | "Step-on" wastepaper basket with inner liner and foot petal activated flip top.
P3200 | Lavatory, Vitreous China, Slab Type w/Sens Op Fauc | 1 | CC | Wall mounted, slab type, vitreous china, lavatory (approximately 7 x 15 x 10 inches) with faucet holes on 4 inch centers; electronic sensor operated, goose neck spout and grid strainer. It shall be suitable for use in clinics, offices and patient care areas.
P9050 | Toilet, Wall Hung, Siphon Jet | 1 | CC | Siphon jet water closet/ toilet. This unit is wall hung with an elongated bowl, top spud flushometer, seat with open front and check hinge, and carrier. Used in restrooms throughout the health care facility.
4 - INPATIENT (IP) SURGICAL / ENDOVASCULAR ANESTHESIA PROCEDURE PATIENT AREA | 4 - INPATIENT (IP) SURGICAL / ENDOVASCULAR ANESTHESIA PROCEDURE PATIENT AREA | 4 - INPATIENT (IP) SURGICAL / ENDOVASCULAR ANESTHESIA PROCEDURE PATIENT AREA | 4 - INPATIENT (IP) SURGICAL / ENDOVASCULAR ANESTHESIA PROCEDURE PATIENT AREA | 4 - INPATIENT (IP) SURGICAL / ENDOVASCULAR ANESTHESIA PROCEDURE PATIENT AREA
1 - CS126 - IP Anesthesia Induction / Procedure Room, Surg Svc | 1 - CS126 - IP Anesthesia Induction / Procedure Room, Surg Svc | 1 - CS126 - IP Anesthesia Induction / Procedure Room, Surg Svc | 1 - CS126 - IP Anesthesia Induction / Procedure Room, Surg Svc | 1 - CS126 - IP Anesthesia Induction / Procedure Room, Surg Svc
JSN | NAME | QTY | ACQ/INS | DESCRIPTION
A1012 | Telephone, Wall Mounted, 1 Line | 1 | VV | Telephone, wall mounted, 1 line.
A1107 | Rail System , Utility, Gas and Electric | 2 | CC | The headwall rail system shall consist of three horizontal rails mounted to the patient room headwall to provide utilities and patient services to support ancillary equipment to include gas and vacuum. The rail system must be capable of quickly adding or relocating medical gases services and be able to accept new equipment, provide physical support to equipment, brackets, shelves and other patient support items.
A5075 | Dispenser, Soap, Disposable | 1 | VV | Disposable soap dispenser. One-handed dispensing operation. Designed to accommodate disposable soap cartridge and valve.
A5077 | Dispenser, Hand Sanitizer, Hands-Free | 1 | VV | A touch free wall-mounted hand sanitizer dispenser. For use throughout a healthcare facility. Unit does not include the sanitizing liquid. Units are battery operated.
A5082 | Dispenser, Paper Towel, Sensor, Hands Free | 1 | CC | A surface mounted, sensor activated, automatic, roll paper towel dispenser. The unit dispenses a paper towel automatically only when hands are place in position below the dispenser for maximum sanitation and hygiene. May include adjustable settings for sheet length, time delay, and sensor range. Unit is battery operated or with optional AC power adapter.
A5104 | Cart, Medical Waste Disposal, Mobile w/Foot Pedal | 1 | VV | Mobile molded cart with foot pedal, to house 18-24 gal sharps disposal container. Lid lift or slide opens easily with foot-operated pedal. Lid may remain closed when not in use to reduce exposure to contents. Ergonomic handle is telescopic. Heavy containers can be removed from the side with minimal lifting. Meets requirements of OSHA 29 CFR 1910.130.
A5107 | Dispenser, Glove, Surgical/Examination, Wall Mntd | 2 | VV | Examination three (Small Medium, Large) glove dispenser box for wall mounting. Fabricated of either cold rolled steel with a white baked enamel finish, plastic or acrylic. Hardware not included, Option 3 powder coated steel.
A5108 | Waste Disposal Unit, Sharps | 2 | VV | A container for collecting and transporting syringes and other sharps for decontamination and disposal. Available in 2 gallon and 8 gallon with locking rotor. Complies with OSHA regulations for handling sharps.
A5145 | Hook, Garment, Double, SS, Surface Mounted | 2 | CC | A surface mounted, satin finish stainless steel, double garment hook. Equipped with a concealed mounting bracket that is secured to a concealed wall plate. For general purpose use throughout the facility to hang various items of apparel.
A5180 | Track, Cubicle, Surface Mounted, With Curtain | 34 | VV | Surface mounted cubicle track, with curtain. Track constructed of thick extruded aluminum. Equipped with self lubricating carriers, beaded drop chain hooks, and flame resistant curtain. To include removable end caps. Designed to be suspended around patient areas where privacy is needed. Price listed is per foot of the track, curtains to be priced per quote.
E0948 | Cart, General Storage, Mobile, 42"H x 32"W x 22"D | 2 | VV | THIS TYPICAL INCLUDES: 1 Cart Body, Style-A Narrow, w/Raised Edge Top 2 Drawers, 3" H 4 Drawers, 6" H 1 Accessory Rail, Side Drawer Organizer Bins
F0210 | Chair, Side, Without Arms | 2 | VV | Upholstered side chair approximately 32" high X 19" wide X 23" deep with floor glides. Seat is non-tilting and without arms.
F0340 | Stool, Self Adjusting | 2 | VV | Self adjusting stool. Consists of a foam padded upholstered seat with attached foot rest for added comfort. Mounted on swivel casters. Designed for doctor's use during examinations.
F2010 | Basket, Wastepaper, Step-On | 2 | VV | "Step-on" wastepaper basket with inner liner and foot petal activated flip top.
F3200 | Clock, Battery, 12" Diameter | 2 | VV | Clock, 12" diameter. Round surface, easy to read numbers with sweep second hand. Wall mounted unit for use when impractical to install a fully synchronized clock system. Battery operated, (batteries not included).
M0750 | Flowmeter, Air, Connect w/50 PSI Supply | 2 | VV | Air flowmeter. Unit has a stainless steel needle valve with clear flowtube for connection to 50 PSI air outlet from central pipeline system. Requires the appropriate adapter for connection to the wall outlet and fitting to connect to tubing. Database prices reflect fittings with an attached DISS power outlet. Other outlet and adapter configurations are available.
M0755 | Flowmeter, Oxygen, Low Flow | 2 | VV | Oxygen flowmeter. Consists of a clear crystal flowtube calibrated to 3.5 or 8 LPM depending on manufacturer. For oxygen regulation in hospital settings. Database pricing includes DISS fitting and DISS power outlet and wall adapter. Other fitting and adapter configurations are available.
M0765 | Regulator, Vacuum | 2 | VV | Vacuum pressure regulator for connection to central piped vacuum system. Standard display scale is graduated at least from 0 to 200 mm Hg of vacuum. Displays on specialized regulators may cover other vacuum ranges. Regulator type (continuous, intermittent, continuous/intermittent, surgical, pediatric, thoracic, etc.) as required. To be used in delivery, neonatal, pediatrics or any area where suction is required. Database pricing reflects continuous regulators graduated to 200 mm Hg with a full line vacuum selection switch and DISS configured inlets and outlets.
M1801 | Computer, Microprocessing, w/Flat Panel Monitor | 1 | VV | Desk top microprocessing computer. The unit shall consist of a central processing mini tower, flat panel monitor, keyboard, mouse and speakers. The system shall have the following minimum characteristics: a 2.8 GHz Pentium processor; 512 MB memory; 80GB hard drive; 32/48x CD-ROMDVD combo; 1.44MB network interface card; video 32 MB NVIDIA; a 18 inch flat panel monitor. The computer is used throughout the facility to input, manipulate and retrieve information.
M1803 | Workstation, Computer, Wall Mounted, Adjustable | 1 | VV | A wall mounted computer workstation with height adjustable monitor and keyboard arms. Keyboard and monitor can be stored within 8" to 10" of wall. Fingertip adjustability for keyboard and monitor enable frequent position changes. Unit contains an integrated cable management system to hide wires. A separate wall-mounted CPU holder is included.
M3070 | Hamper, Linen, Mobile, w/Lid | 1 | VV | Mobile linen hamper with hand or foot operated lid. Made of heavy tubular stainless steel with heavy gauge welded steel platform. Holds 25" hamper bags. Mounted on ball bearing casters. For linen transport in hospitals and clinics.
M3072 | Frame, Infectious Waste Bag w/Lid | 2 | VV | Frame for an infectious waste collection bag. Made of heavy tubular stainless steel with heavy gauge welded steel platform. Adjust to hold 18" or 25" trash bags. Mounted on ball bearing casters and includes permanently mounted hinged lid. Provides means of bagging infectious waste at point of waste generation.
M4100 | Sphygmomanometer, Aneroid, Wall Mounted | 2 | VV | Aneroid sphygmomanometer. Unit is wall mounted and has large graphic dial display for easy reading from all angles. It has a 90 degree (angle) swivel and 10 degree (angle) forward tilt to reduce glare. Unit accuracy is within 1% of reading. Sturdy impact-resistant construction.
M4255 | Stand, IV, Adjustable | 2 | VV | Adjustable IV stand with 4-hook arrangement. Stand has stainless steel construction with heavy weight base. It adjusts from 66 inches to 100 inches and is mounted on conductive rubber, ball bearing, swivel casters. Stand is used for administering intravenous solutions.
M4266 | Pump, Volumetric, Infusion, Multiple Line | 2 | VV | Volumetric infusion pump. Pump is self-regulating with automatic sensor and adjustable rate. Equipped with visual and audible alarms and up to 10 hour capacity battery. For the administration of a wide variety of therapeutic agents where precise control is required. Unit provides individual control to IV lines simultaneously.
M4655 | Stretcher, Mobile, CRS, 9 Position | 2 | VV | Mobile stretcher. All corrosion resistant stainless steel construction. It consists of a tubular frame with side rails, a 9-position hydraulic base with pneumatic fowler adjustment, and a 2" pad. Unit is mounted on 8" conductive casters. Designed for patient transport as well as for minor surgical procedures.
M7040 | Table, Overbed | 2 | VV | Overbed table. Adjustable height table constructed of heavy gauge steel. Mounted on 2" diameter twin swivel casters with bumper caps. Table top is constructed with a high pressure plastic laminated surface that resists chipping, scratching, and staining. It includes a vanity tray and a mirror. Table is designed for use over bed, wheelchair or large chair.
M7401 | Light, Exam, Mobile, Spotlight, Mobile Stand | 1 | VV | The exam light shall be a mobile floor unit. The light will be a halogen bulb or LED that can produce a continuous and homogeneous spot of light adjustable from 5 to 9 inches in diameter from a set distance. The light intensity shall be a minimum of 750 foot-candles at a distance of 16 inches and have a color temperature of 3,200 degrees Kelvin. The unit will consist of an arm or sleeve of approximately 45 inches in length to allow for easy arm rotation and arm movement up and down. The unit shall be mounted on a caster base for easy movement.,
M7845 | Monitor, Physiological, Bedside, 4 Channel | 2 | VV | 4 channel bedside physiological monitor. The unit consist of a four-channel non-fade monochrome display monitor, an alarm system and printer-recording capabilities. The monitor has color coded controls and automatic calibration. The unit displays up to four waveforms simultaneously. The parameters to be monitored are user selectable. The monitor may be connected to a central monitoring station. The unit monitors patients in most acute care areas, step-down units, procedure rooms and emergency rooms.
P3100 | Lavatory, Vitreous China, Slab Type | 1 | CC | Wall mounted, slab type, vitreous china, lavatory (approximate bowl size 7"x15"x10") with: faucet holes on 4" centers; gooseneck spout; wrist blade handles; and grid strainer. It shall be suitable for use in clinics, offices, washrooms or patient care area.
2 - SC152 - IP Surg Anesthesia Induction / Procedure Room Nurse Station, Clncl Sprt | 2 - SC152 - IP Surg Anesthesia Induction / Procedure Room Nurse Station, Clncl Sprt | 2 - SC152 - IP Surg Anesthesia Induction / Procedure Room Nurse Station, Clncl Sprt | 2 - SC152 - IP Surg Anesthesia Induction / Procedure Room Nurse Station, Clncl Sprt | 2 - SC152 - IP Surg Anesthesia Induction / Procedure Room Nurse Station, Clncl Sprt
JSN | NAME | QTY | ACQ/INS | DESCRIPTION
A1010 | Telecommunication Outlet | 4 | VV | Telecommunication outlet location.
A1015 | Telephone, Desk, Multiple Line | 2 | VV | Telephone, desk, multiple line.
E0418 | Nurse Station, Medium, Free Standing | 1 | VV | Nurse station typicals have non-powered steel frames with a pre-installed metal junction box for user defined electrical solutions. Data modules and low voltage cabling can be routed freely within the frame. Electrical and/or data devices are not provided with the nurse station. Panel inserts are available in fabric, painted metal, tackable, acoustical, paper management, rail, glass, open and electrical/data accessible styles. Typicals include panel inserts for both sides of the steel frame. All electrical connections must be made by an electrical contractor. THIS TYPICAL INCLUDES: 5 steel frames, 70"H x 24"W; 1 steel frame, 70"H x 48"W; 2 steel frames, 38"W x 48"W; 4 steel frames, 38"H x 24"W; 1 steel frame w/low access, 38"H x 48"W; 2 frame connectors, 3-way corner, 70"H; 1 frame connector, 2-way corner, 38"H; 2 frame connectors, 135 degree, 2-way, 38"H; 9 finished end hardware; 6 frame-to-frame connectors; 3 cantilevered work surface, 48"W; 2 cantilevered, work surface, 72"W; 1 cantilevered low access work surface, 135 degree, 48"W; 2 pedestal box/box/files; 2 panel inserts, painted metal, 8"H x 24"W; 50 panel inserts, painted metal, 16"H x 24"W; 10 panel inserts, painted metal, 16"H x 48"W; 2 panel inserts, painted metal, 20"H x 48"W : 2 panel inserts, tackable, 16"H x 24"W; 2 panel inserts, paper mgmt., 8"H x 48"W; 1 countertop w/light support assembly, 16"D x 14'-0"L; 18 paper tray, 10"W; 2 chart shelf, pass-thru, 24"W; 2 chart shelf, pass-thru, 48"W.
F0280 | Chair, Swivel, Low Back | 4 | VV | Low back contemporary swivel chair, 37" high X 25" wide X 31" deep with a five (5) caster swivel base, arms and foam padded seat and back upholstered with either woven textile fabric or vinyl.
F2000 | Basket, Wastepaper, Fire Resistant | 2 | VV | Wastepaper basket, fire resistant, approximately 40 quart capacity. This unit is used to collect and temporarily store small quantities of paper refuse in patient rooms, administrative areas and nursing stations. Size and shape varies depending on the application and manufacturer selected.
F3050 | Whiteboard, Dry Erase | 1 | VV | Whiteboard unit, approximately 36" H x 48" W consisting of a white porcelain enamel writing surface with an attached chalk tray. Magnetic surface available. Image can be easily removed with a standard chalkboard eraser. For use with water color pens. Unit is ready to hang.
F3200 | Clock, Battery, 12" Diameter | 1 | VV | Clock, 12" diameter. Round surface, easy to read numbers with sweep second hand. Wall mounted unit for use when impractical to install a fully synchronized clock system. Battery operated, (batteries not included).
M1605 | Holder, Chart, 20 Each | 1 | VV | Clinical chart holder cart. 20 chart capacity. 2 side-by-side tiers. May be ordered in various chart capacities. Constructed of heavy metal frames with vinyl laminated surfaces or painted panels. 3" casters with locks. Used to hold patient spring loaded charts.
M1801 | Computer, Microprocessing, w/Flat Panel Monitor | 4 | VV | Desk top microprocessing computer. The unit shall consist of a central processing mini tower, flat panel monitor, keyboard, mouse and speakers. The system shall have the following minimum characteristics: a 2.8 GHz Pentium processor; 512 MB memory; 80GB hard drive; 32/48x CD-ROMDVD combo; 1.44MB network interface card; video 32 MB NVIDIA; a 18 inch flat panel monitor. The computer is used throughout the facility to input, manipulate and retrieve information.
M1820 | Imprinter, Data Record, Electric | 1 | VV | Electric data record imprinter. The device accepts embossed plastic patient cards in either the 50 column or the 80 column format and adjusts automatically for card size and form thickness. Device will provide clear readable impressions with a cycle that is less than 1 second in length. Electro-mechanical design provides for a consistent impression that is independent of operator knowledge or technique. Unit may include a date/time stamp as an accessory.
M1840 | Printer/Copier/Fax Combination | 1 | VV | Multifunctional printer, fax, scanner and copier (PFC) all-in-one machine.
M1855 | Facsimile Machine | 1 | VV | Plain paper facsimile unit used to transmit printed matter or images over standard telephone lines. The unit operates at a modem speed of 33.6 Kbps and automatically recognizes and communicates with a variety of standard facsimile machines. Commonly referred to as "fax" unit.
3 - CS131 - IP Clean Anesthesia Workroom, Surg Svc | 3 - CS131 - IP Clean Anesthesia Workroom, Surg Svc | 3 - CS131 - IP Clean Anesthesia Workroom, Surg Svc | 3 - CS131 - IP Clean Anesthesia Workroom, Surg Svc | 3 - CS131 - IP Clean Anesthesia Workroom, Surg Svc
JSN | NAME | QTY | ACQ/INS | DESCRIPTION
A1010 | Telecommunication Outlet | 1 | VV | Telecommunication outlet location.
A1015 | Telephone, Desk, Multiple Line | 1 | VV | Telephone, desk, multiple line.
E0220 | Worksurface, w/Overhd Cab & Drwrs, Wall Mtd, 72" W | 1 | VV | THIS TYPICAL INCLUDES: 3 Vertical Hanging Strips 2 Lockable Flipper Units 2 Shelves, Storage/Display 2 Lights 1 Cantilevered Work Surface 4 Storage Frames 4 Drawers, 3"H 6 Drawers, 6"H
F0230 | Chair, Drafting, Rotary | 1 | VV | Drafting chair approximately 47" high X 20" wide X 20" deep with rotary stool and a 5 (five) star base with casters. Padded seat and back. Foot ring adjusts with chair.
F2000 | Basket, Wastepaper, Fire Resistant | 1 | VV | Wastepaper basket, fire resistant, approximately 40 quart capacity. This unit is used to collect and temporarily store small quantities of paper refuse in patient rooms, administrative areas and nursing stations. Size and shape varies depending on the application and manufacturer selected.
F3050 | Whiteboard, Dry Erase | 1 | VV | Whiteboard unit, approximately 36" H x 48" W consisting of a white porcelain enamel writing surface with an attached chalk tray. Magnetic surface available. Image can be easily removed with a standard chalkboard eraser. For use with water color pens. Unit is ready to hang.
F3200 | Clock, Battery, 12" Diameter | 1 | VV | Clock, 12" diameter. Round surface, easy to read numbers with sweep second hand. Wall mounted unit for use when impractical to install a fully synchronized clock system. Battery operated, (batteries not included).
M1801 | Computer, Microprocessing, w/Flat Panel Monitor | 1 | VV | Desk top microprocessing computer. The unit shall consist of a central processing mini tower, flat panel monitor, keyboard, mouse and speakers. The system shall have the following minimum characteristics: a 2.8 GHz Pentium processor; 512 MB memory; 80GB hard drive; 32/48x CD-ROMDVD combo; 1.44MB network interface card; video 32 MB NVIDIA; a 18 inch flat panel monitor. The computer is used throughout the facility to input, manipulate and retrieve information.
M1825 | Printer, Computer | 1 | VV | High resolution computer printer with a variety of type styles and sheet/envelope feeder trays. Database information reflects network ready, medium duty office style laser printers. Other types of printers (bubble jet, dot matrix, line or plotter) as well as light or heavy use capabilities are available.
M2055 | Shelving, Storage, Wire, CRS, w/Adjustable Shelves | 7 | VV | Stationary, wire, shelving unit. Unit has fully adjustable shelves constructed of stainless steel. For use in general purpose storage areas. Shelving is provided in various sizes and configurations. Price provided is for a unit approximately 74"H x 18"D x 48"W with four shelves.
4 - CS136 - IP Anesthesia Equipment Room, Surg Svc | 4 - CS136 - IP Anesthesia Equipment Room, Surg Svc | 4 - CS136 - IP Anesthesia Equipment Room, Surg Svc | 4 - CS136 - IP Anesthesia Equipment Room, Surg Svc | 4 - CS136 - IP Anesthesia Equipment Room, Surg Svc
JSN | NAME | QTY | ACQ/INS | DESCRIPTION
A1010 | Telecommunication Outlet | 1 | VV | Telecommunication outlet location.
E0939 | Cart, Anesthesia, Mobile | 1 | VV | Anesthesia Cart approximately 64"H x 43"W x 22"D. THIS TYPICAL INCLUDES: 1 cart body, style-A narrow, w/raised edge top and right side lock bar; 2 accessory rails, above cart; 2 accessory rails, side and supply baskets; 1 sharps container holder; 4 drawers, 3"H; 2 drawers, 6"H; rail hung storage bins and drawer organizer bins.
E0945 | Cart, Computer, Mobile | 1 | VV | A mobile computer cart for use throughout the facility. The cart dimensions will be approximately 45" H x 30" W x 22" D with casters. May include drawers and miscellaneous other accessories that will be determined at time of purchase. This Typical may include: 1 Cart Body, w/Computer Support, Style-A Narrow, w/Raised Edge Top 1 Flip-Up Shelf 1 Sharps Container Holder 1 Wastebasket 1 Chart Holder 2 Drawers, 3"H 2 Drawers, 6"H 3 Accessory Rail, Side Drawer Organizer Bins
E0948 | Cart, General Storage, Mobile, 42"H x 32"W x 22"D | 1 | VV | THIS TYPICAL INCLUDES: 1 Cart Body, Style-A Narrow, w/Raised Edge Top 2 Drawers, 3" H 4 Drawers, 6" H 1 Accessory Rail, Side Drawer Organizer Bins
E0949 | Cart, Malignant Hyperthermia | 1 | VV | Powder coated steel with molded plastic cart, 2 drawers and 1.6 cu ft refrigerator. Cart comes with 10 Glycol packs, LED-illuminated digital thermometer, breakaway locks for drawers and refrigerator, and push handle. Cart is latex free and has wrap around bumper. Stocked to specifically treat malignant hyperthermia.
E0960 | Cart, Lockable, Mobile, 42"H x 49"W x 22"D | 1 | VV | THIS TYPICAL INCLUDES: 1 Cart Body, Style-A Wide, w/Full Spine and Breakaway Lock Bars w/Tabs 3 Drawers, 3"H 4 Drawers, 6"H 1 Locked Drawer, 6"H w/lockable lid 1 Drawer, 9"H 2 8-Bin Cassette Assemblies Drawer Organizer Bins
M0630 | Anesthesia Apparatus, 3 Gas | 3 | VV | Three gas anesthesia apparatus. Basic unit consists of steel cabinet with casters with one shallow, one medium, and one deep drawer, seven long scale eleven-inch flowmeters, five cylinder yokes, and telescoping absorber post. It includes two-canister model carbon dioxide absorber with inhalation and exhalation check valves, switch valve, switch valve elbow, sidearm Vernitrol, flow calculator, mounting kit, ventilator calculator, ventilator and an oxygen piping inlet. Also features nitrous oxide fail safe valve kit, aspirator kit, gas evacuator with vacuum and a flow meter safety cover. Used to dispense a mixture of gases during surgical procedures.
M0750 | Flowmeter, Air, Connect w/50 PSI Supply | 1 | VV | Air flowmeter. Unit has a stainless steel needle valve with clear flowtube for connection to 50 PSI air outlet from central pipeline system. Requires the appropriate adapter for connection to the wall outlet and fitting to connect to tubing. Database prices reflect fittings with an attached DISS power outlet. Other outlet and adapter configurations are available.
M0755 | Flowmeter, Oxygen, Low Flow | 1 | VV | Oxygen flowmeter. Consists of a clear crystal flowtube calibrated to 3.5 or 8 LPM depending on manufacturer. For oxygen regulation in hospital settings. Database pricing includes DISS fitting and DISS power outlet and wall adapter. Other fitting and adapter configurations are available.
M0765 | Regulator, Vacuum | 1 | VV | Vacuum pressure regulator for connection to central piped vacuum system. Standard display scale is graduated at least from 0 to 200 mm Hg of vacuum. Displays on specialized regulators may cover other vacuum ranges. Regulator type (continuous, intermittent, continuous/intermittent, surgical, pediatric, thoracic, etc.) as required. To be used in delivery, neonatal, pediatrics or any area where suction is required. Database pricing reflects continuous regulators graduated to 200 mm Hg with a full line vacuum selection switch and DISS configured inlets and outlets.
M4250 | Pump, Syringe, Infusion | 3 | VV | The infusion syringe pump ensures highly accurate volume delivery and consistent flow for small volumes (<50 ml) of pharmacologic agents or thick feeding solutions. It shall be small, lightweight construction, making it transportable. Shall have menu-driven programming capable of flow rates (e.g. 0.1 or 1.0 mL/hr) that are intended for long-term bedside use and/or critical care patient transport, plunger positioning sensor, LCD display for easy viewing, volume limit programming to serve as a convenient cue of volume or dose delivery completion and multiple delivery modes for all applications requiring precisely controlled infusion rates. The infusion pump shall have automatic syringe size sensing which will give the flexibility to accept a wide range of syringe sizes (up to 60 mL) from different manufacturers. Shall be battery powered/AC adapter.
M4255 | Stand, IV, Adjustable | 2 | VV | Adjustable IV stand with 4-hook arrangement. Stand has stainless steel construction with heavy weight base. It adjusts from 66 inches to 100 inches and is mounted on conductive rubber, ball bearing, swivel casters. Stand is used for administering intravenous solutions.
M4266 | Pump, Volumetric, Infusion, Multiple Line | 4 | VV | Volumetric infusion pump. Pump is self-regulating with automatic sensor and adjustable rate. Equipped with visual and audible alarms and up to 10 hour capacity battery. For the administration of a wide variety of therapeutic agents where precise control is required. Unit provides individual control to IV lines simultaneously.
M7660 | Defibrillator/Monitor/Recorder, Portable | 1 | VV | Portable defibrillator-monitor-recorder. Integral unit system operable from self-contained rechargeable batteries. ECG may be viewed through paddles or patient cable. Options include external pacing and 12-Lead.
M7818 | Monitor, Transport | 2 | VV | A light weight, rugged patient monitor for use during transport. Unit consists of a compact monitor with touchscreen display with up to 3 waveforms on a on a bright non-fading display. The unit measures ECG/respiration, NBP, SpO2, pressure, and temperature and CO2. Data can be transferred seamlessly throughout the continuum of care. Unit is approved for aeromedical use (US Army Airworthiness Certification and Evaluation (ACE) program. Battery run time of 3 hours before recharge.
M8495 | Laryngoscope, Video Glidescope | 1 | VV | A video-assist laryngoscope system with a digital color monitor and digital camera providing real-time view of the airway enabling quick intubation. Unit is designed for first pass success. The unit includes a reusable video baton with digital camera and sterile single use GVL Stats in various sizes.
X2100 | Scanner, Ultrasound, General Purpose | 1 | VV | High definition, diagnostic ultrasound system for Radiology, Cardiology, Vascular, ob-gyn, Perinatology, and Surgical imaging applications. The unit employs curved, phased and linear array imaging technology. The system supports colorflow, pulse and continuous wave imaging modalities. On board software measurement packages available for all imaging applications. The system is DICOM 3.0 compatible, for easy linkage to filmless image management systems and review stations. In addition, a full line of probes and conventional recording devices are available.
5 - SV583 - IP Surg Anesthesia Medication Room, Phrm Svc | 5 - SV583 - IP Surg Anesthesia Medication Room, Phrm Svc | 5 - SV583 - IP Surg Anesthesia Medication Room, Phrm Svc | 5 - SV583 - IP Surg Anesthesia Medication Room, Phrm Svc | 5 - SV583 - IP Surg Anesthesia Medication Room, Phrm Svc
JSN | NAME | QTY | ACQ/INS | DESCRIPTION
A1010 | Telecommunication Outlet | 2 | VV | Telecommunication outlet location.
A1014 | Telephone, Wall Mounted, 1 Line, With Speaker | 1 | VV | Telephone, wall mounted, 1 line, with speaker.
A5075 | Dispenser, Soap, Disposable | 1 | VV | Disposable soap dispenser. One-handed dispensing operation. Designed to accommodate disposable soap cartridge and valve.
A5077 | Dispenser, Hand Sanitizer, Hands-Free | 1 | VV | A touch free wall-mounted hand sanitizer dispenser. For use throughout a healthcare facility. Unit does not include the sanitizing liquid. Units are battery operated.
A5082 | Dispenser, Paper Towel, Sensor, Hands Free | 1 | CC | A surface mounted, sensor activated, automatic, roll paper towel dispenser. The unit dispenses a paper towel automatically only when hands are place in position below the dispenser for maximum sanitation and hygiene. May include adjustable settings for sheet length, time delay, and sensor range. Unit is battery operated or with optional AC power adapter.
A5107 | Dispenser, Glove, Surgical/Examination, Wall Mntd | 1 | VV | Examination three (Small Medium, Large) glove dispenser box for wall mounting. Fabricated of either cold rolled steel with a white baked enamel finish, plastic or acrylic. Hardware not included, Option 3 powder coated steel.
A5108 | Waste Disposal Unit, Sharps | 1 | VV | A container for collecting and transporting syringes and other sharps for decontamination and disposal. Available in 2 gallon and 8 gallon with locking rotor. Complies with OSHA regulations for handling sharps.
A5145 | Hook, Garment, Double, SS, Surface Mounted | 1 | CC | A surface mounted, satin finish stainless steel, double garment hook. Equipped with a concealed mounting bracket that is secured to a concealed wall plate. For general purpose use throughout the facility to hang various items of apparel.
C03G0 | Cabinet, U/C/B, 2 Shelf, 2 Door, 36x30x22 | 1 | CC | Standing height under counter base cabinet with two adjustable shelves and two solid hinged doors. Also referred to as a cupboard cabinet. For general purpose use throughout the facility.
C04Q0 | Cabinet, ADA Sink, Wall-Mounted | 1 | CC | Wall mounted sink support cabinet for drop-in sink with vertical fascia and angled ADA profile, also referred to as ADA sink cabinet. Removable front panel to permit access to plumbing. Medium density M-3 particle board core construction faced with high pressure vertical grade decorative plastic laminate on exposed surfaces and melamine on semi-exposed and concealed surfaces; plastic laminate edge banding. Includes all attaching hardware including support rail.
CD030 | Cabinet, W/H, 2 Shelf, 2 DO, Sloping Top, 38x30x13 | 2 | CC | Wall hung steel cabinet with two adjustable shelves, solid hinged doors, and sloping top. Also referred to as a solid hinged double door wall case. For general purpose use throughout the facility.
CS070 | Sink, SS, Single Compartment, 7.5x16x16 ID | 1 | CC | Single compartment stainless steel sink, drop-in, self-rimming, ledge-type, connected with a drain and provided with a mixing faucet. It shall also be provided with pre-punched fixture holes on 4" center, integral back ledge to accommodate deck-mounted fixtures, brushed/polished interior and top surfaces, and sound deadened. Recommended for use in suspended or U/C/B sink cabinets having a high plastic laminate or Chemsurf laminate countertop/work surface. Coordinate actual outside sink dimensions with the actual clear dimension of cabinet specified to ensure that they are compatible. For general purpose use throughout the facility.
CT020 | Countertop, Solid Surface | 1 | CC | A solid, nonporous countertop with a smooth seamless appearance. Easy to clean and maintain and with proper cleaning does not support the growth of mold. An acrylic-based solid surface product. Standard thickness of 1", and a 4" butt backsplash/curb. Also referred to as a work surface or work top. Available in a choice of colors and depths. Used in lab and other hospital areas requiring optimum physical and chemical resisting properties.
E0945 | Cart, Computer, Mobile | 1 | VV | A mobile computer cart for use throughout the facility. The cart dimensions will be approximately 45" H x 30" W x 22" D with casters. May include drawers and miscellaneous other accessories that will be determined at time of purchase. This Typical may include: 1 Cart Body, w/Computer Support, Style-A Narrow, w/Raised Edge Top 1 Flip-Up Shelf 1 Sharps Container Holder 1 Wastebasket 1 Chart Holder 2 Drawers, 3"H 2 Drawers, 6"H 3 Accessory Rail, Side Drawer Organizer Bins
F2010 | Basket, Wastepaper, Step-On | 1 | VV | "Step-on" wastepaper basket with inner liner and foot petal activated flip top.
F3050 | Whiteboard, Dry Erase | 1 | VV | Whiteboard unit, approximately 36" H x 48" W consisting of a white porcelain enamel writing surface with an attached chalk tray. Magnetic surface available. Image can be easily removed with a standard chalkboard eraser. For use with water color pens. Unit is ready to hang.
F3200 | Clock, Battery, 12" Diameter | 1 | VV | Clock, 12" diameter. Round surface, easy to read numbers with sweep second hand. Wall mounted unit for use when impractical to install a fully synchronized clock system. Battery operated, (batteries not included).
M1801 | Computer, Microprocessing, w/Flat Panel Monitor | 1 | VV | Desk top microprocessing computer. The unit shall consist of a central processing mini tower, flat panel monitor, keyboard, mouse and speakers. The system shall have the following minimum characteristics: a 2.8 GHz Pentium processor; 512 MB memory; 80GB hard drive; 32/48x CD-ROMDVD combo; 1.44MB network interface card; video 32 MB NVIDIA; a 18 inch flat panel monitor. The computer is used throughout the facility to input, manipulate and retrieve information.
M3150 | Distribution System, Medication, Automatic | 1 | VV | An automated dispensing system that provides controlled dispensing, inventory and security. Size and cost will vary dependent on number of modules selected.
P1965 | Eyewash, Eye/Face, Sink Mounted, Hands-free | 1 | CC | A sink mounted eyewash station. The unit is designed for emergency eye and face rinsing from soft flow dual spray-heads. The Flow must be activated by the single momentary action and remain on until terminated.
R6200 | Refrigerator, U/C or F/S, 5 Cu Ft | 1 | VV | Utility refrigerator approximately 35" H x 24" W x 26" D. The unit has a two tray ice cube cooling system. The refrigerator fits standard architectural dimensions for undercounter installation. The unit is perfect for use in nurses' station, wards, and laboratories, pharmacies or wherever space is limited.
6 - SC243 - IP Surg Anesthesiology Team Room, Clncl Sprt | 6 - SC243 - IP Surg Anesthesiology Team Room, Clncl Sprt | 6 - SC243 - IP Surg Anesthesiology Team Room, Clncl Sprt | 6 - SC243 - IP Surg Anesthesiology Team Room, Clncl Sprt | 6 - SC243 - IP Surg Anesthesiology Team Room, Clncl Sprt
JSN | NAME | QTY | ACQ/INS | DESCRIPTION
A1010 | Telecommunication Outlet | 3 | VV | Telecommunication outlet location.
A1012 | Telephone, Wall Mounted, 1 Line | 1 | VV | Telephone, wall mounted, 1 line.
A5077 | Dispenser, Hand Sanitizer, Hands-Free | 1 | VV | A touch free wall-mounted hand sanitizer dispenser. For use throughout a healthcare facility. Unit does not include the sanitizing liquid. Units are battery operated.
A5145 | Hook, Garment, Double, SS, Surface Mounted | 1 | CC | A surface mounted, satin finish stainless steel, double garment hook. Equipped with a concealed mounting bracket that is secured to a concealed wall plate. For general purpose use throughout the facility to hang various items of apparel.
F0115 | Bookcase, Open, 5 Shelf | 1 | VV | Freestanding open shelf bookcase, approximately 82" high X 37" wide X 18" deep with 5 (five) adjustable shelves. Unit can be separate or part of a system with available add-on shelving.
F0220 | Chair, Conference | 4 | VV | Conference chair designed to complement the executive furniture package selected. Foam rubber cushioned seats and backs covered with either woven fabric or vinyl. Base with 5 (five) swivel casters.
F0405 | Cabinet, Filing, Full Height, 4-5 Drawer | 1 | VV | Four (4) or five (5) drawer letter size, vertical filing cabinet, 53" high X 15" wide X 29" deep with locking device. Each drawer has label holder, handle and roller cradle.
F0750 | Table, Office, (size as required) | 4 | VV | Office table, sized as required. May be used as either a four (4) to six (6) person conference table or as an extra work surface area.
F2000 | Basket, Wastepaper, Fire Resistant | 1 | VV | Wastepaper basket, fire resistant, approximately 40 quart capacity. This unit is used to collect and temporarily store small quantities of paper refuse in patient rooms, administrative areas and nursing stations. Size and shape varies depending on the application and manufacturer selected.
F3055 | Whiteboard, With Sliding Panels. | 1 | VV | Standard installations consist of sliding panels and a fixed back panel with the choice of chalkboard, markerboard, bulletin board, or a combination of these choices.
F3200 | Clock, Battery, 12" Diameter | 1 | VV | Clock, 12" diameter. Round surface, easy to read numbers with sweep second hand. Wall mounted unit for use when impractical to install a fully synchronized clock system. Battery operated, (batteries not included).
5 - INPATIENT (IP) SURGICAL PATIENT AREA | 5 - INPATIENT (IP) SURGICAL PATIENT AREA | 5 - INPATIENT (IP) SURGICAL PATIENT AREA | 5 - INPATIENT (IP) SURGICAL PATIENT AREA | 5 - INPATIENT (IP) SURGICAL PATIENT AREA
1 - CS139 - IP Surgical Control Station, Surg Svc | 1 - CS139 - IP Surgical Control Station, Surg Svc | 1 - CS139 - IP Surgical Control Station, Surg Svc | 1 - CS139 - IP Surgical Control Station, Surg Svc | 1 - CS139 - IP Surgical Control Station, Surg Svc
JSN | NAME | QTY | ACQ/INS | DESCRIPTION
A1010 | Telecommunication Outlet | 2 | VV | Telecommunication outlet location.
A1015 | Telephone, Desk, Multiple Line | 2 | VV | Telephone, desk, multiple line.
E0415 | Nurse Station, Recept, L-Shaped, Free Std, 96 x 96 | 1 | VV | Nurse station typicals have non-powered steel frames with a pre-installed metal junction box for user defined hard-wired electrical solutions. Data modules and low voltage cabling can be routed freely within the frame. Electrical and/or data devices are not provided with the nurse station. Panel inserts are available in fabric, painted metal, tackable, acoustical, paper management, rail, glass, open and electrical/data accessible styles. Typicals include panel inserts for both sides of steel frame. All electrical connections must be made by an electrical contractor. THIS TYPICAL INCLUDES: 1 steel frame, 54"H x 48"W; 3 steel frames, 38"H x 48"W; 2 steel frames, 38"H x 24"W; 1 frame connector, 2-way corner, 54"H; 2 frame connectors, 2-way corner, 38"H; 2 finished end hardware; 1 cantilevered, corner work surface, 48"W; 2 cantilevered, work surfaces, 48"W; 2 pedestal box/files; 1 fully adjustable keyboard tray; 15 panel inserts, painted metal, 16"H x 48"W; 8 panel inserts, painted metal, 16"H x 24"W; 2 panel inserts, painted metal, 8"H x 48"W; 2 panel inserts, paper mgmt., 16"H x 48"W; 1 panel insert, paper mgmt, 8"H x 48"W; 1 countertop w/light support assembly, 16"D and; 18 paper trays, 10"W.
F0275 | Chair, Swivel, High Back | 2 | VV | Highback contemporary swivel chair, 41" high X 23" wide X 23" deep with five (5) caster swivel base and arms. Chair may be used at desks or in conference rooms. Back and seat are foam padded and upholstered with either woven textile fabric or vinyl.
F2010 | Basket, Wastepaper, Step-On | 1 | VV | "Step-on" wastepaper basket with inner liner and foot petal activated flip top.
F3200 | Clock, Battery, 12" Diameter | 1 | VV | Clock, 12" diameter. Round surface, easy to read numbers with sweep second hand. Wall mounted unit for use when impractical to install a fully synchronized clock system. Battery operated, (batteries not included).
M1801 | Computer, Microprocessing, w/Flat Panel Monitor | 2 | VV | Desk top microprocessing computer. The unit shall consist of a central processing mini tower, flat panel monitor, keyboard, mouse and speakers. The system shall have the following minimum characteristics: a 2.8 GHz Pentium processor; 512 MB memory; 80GB hard drive; 32/48x CD-ROMDVD combo; 1.44MB network interface card; video 32 MB NVIDIA; a 18 inch flat panel monitor. The computer is used throughout the facility to input, manipulate and retrieve information.
M1840 | Printer/Copier/Fax Combination | 1 | VV | Multifunctional printer, fax, scanner and copier (PFC) all-in-one machine.
M7850 | Monitor, Physiological, Central, 8 Bed, Color | 1 | VV | Eight bed central physiologic monitoring station. System consists of a central monitor that displays patient information from bedside monitors. It also centralizes alarm and recording functions from ECG tracings to vital signs display. Up to eight patients monitoring capabilities. Designed for use in the ICU, CCU, emergency room or recovery room.
2 - CS141 - IP General Operating Room (OR), Surg Svc | 2 - CS141 - IP General Operating Room (OR), Surg Svc | 2 - CS141 - IP General Operating Room (OR), Surg Svc | 2 - CS141 - IP General Operating Room (OR), Surg Svc | 2 - CS141 - IP General Operating Room (OR), Surg Svc
JSN | NAME | QTY | ACQ/INS | DESCRIPTION
A1010 | Telecommunication Outlet | 4 | VV | Telecommunication outlet location.
A1014 | Telephone, Wall Mounted, 1 Line, With Speaker | 1 | VV | Telephone, wall mounted, 1 line, with speaker.
A1120 | Column, Service, Prefab, Surgical, Ceiling Mounted | 1 | CC | Prefabricated surgical service column. Strong 18 gauge stainless steel shell ceiling mounted unit with the following services: oxygen, nitrous oxide, nitrogen, medical air, medical vacuum, gas evacuation, electrical outlets, monitoring connectors, and IV holders. Specify type of column (fixed or retractable) and number of outlets required for each service. Size will vary with number of service outlets required. Designed to be used in the operating room, recovery and ICU-CCU rooms.
A1122 | Column, Equipment Arm, Ceiling Mounted, Surgery | 2 | CC | A ceiling mounted retractable equipment arm for use in the OR. Designed to provide equipment placement support, power receptacles including low-voltage panels, gas outlets and flat screen mounting for a surgical suite. Unit will provide a range of motion of up to 330 degrees with arm providing additional vertical movement. Units are custom configured with multiple options available. Price is based on a unit with two (double) retractable arms. Also available are units for use in anesthesia, ICU and ER.
A1130 | Cabinet, Control, Nitrogen | 1 | CC | Nitrogen control cabinet. Unit consists of supply cut-off valve, supply pressure gauge, pressure regulator (adjustable 0 to 200 PSI), outlet pressure gauge, nitrogen outlet and connection to surgical gas column. Specify recessed or surface mounting. Designed for powering surgical pneumatic tools.
A4015 | Clock, Elapsed Time, Electric | 1 | CC | Elapsed time digital electric clock. Single display time that can be used either as a clock or elapsed time indicator. Clock consists of buttons to set minutes, and hours for the time. For use in operating and delivery room, and medical service columns. Analog or digital displays may be provided as specified by the user.
A5077 | Dispenser, Hand Sanitizer, Hands-Free | 2 | VV | A touch free wall-mounted hand sanitizer dispenser. For use throughout a healthcare facility. Unit does not include the sanitizing liquid. Units are battery operated.
A5104 | Cart, Medical Waste Disposal, Mobile w/Foot Pedal | 1 | VV | Mobile molded cart with foot pedal, to house 18-24 gal sharps disposal container. Lid lift or slide opens easily with foot-operated pedal. Lid may remain closed when not in use to reduce exposure to contents. Ergonomic handle is telescopic. Heavy containers can be removed from the side with minimal lifting. Meets requirements of OSHA 29 CFR 1910.130.
A5107 | Dispenser, Glove, Surgical/Examination, Wall Mntd | 2 | VV | Examination three (Small Medium, Large) glove dispenser box for wall mounting. Fabricated of either cold rolled steel with a white baked enamel finish, plastic or acrylic. Hardware not included, Option 3 powder coated steel.
A5108 | Waste Disposal Unit, Sharps | 1 | VV | A container for collecting and transporting syringes and other sharps for decontamination and disposal. Available in 2 gallon and 8 gallon with locking rotor. Complies with OSHA regulations for handling sharps.
A5212 | Bracket, Television, Wall-Mounted, Tilt/Angle | 2 | VV | A wall mounted, tilt/angled TV bracket for 37" to 80" TVs. Mount will be a universal and VESA compliant unit with a load capacity of up to 130 lbs.
E0954 | Cart, Emergency, Mobile, 66"H x 32"W x 22"D | 1 | VV | THIS TYPICAL INCLUDES: 1 Cart body, style-A narrow, w/raised edge top 1 Accessory rail, side 1 Accessory rail, back 1 Defibrillator tray 1 IV pole 1 Breakaway bar 1 Flip-up shelf 1 Wastebasket 1 Oxygen tank holder 1 Electrical box-4 outlet 1 Cord wrap 4 Drawer, 3"H 3 Drawer, 6"H Drawer organizer bins.
F0355 | Footstool, Straight | 4 | VV | Step stool. Used to assist patients getting on and off exam or surgical tables. Fitted with electrically conductive rubber tips.
F3050 | Whiteboard, Dry Erase | 1 | VV | Whiteboard unit, approximately 36" H x 48" W consisting of a white porcelain enamel writing surface with an attached chalk tray. Magnetic surface available. Image can be easily removed with a standard chalkboard eraser. For use with water color pens. Unit is ready to hang.
M0512 | Television, HDTV, Large Screen, 60" | 2 | VV | A high definition (HDTV) multimedia, slim design, 60"W to 65"W color television. The TV will have a 16.9 wide screen aspect ratio with full HD 1080p resolution and HDMI connections. TV may be LED, Plasma or LCD. TV will include a stand.
M0630 | Anesthesia Apparatus, 3 Gas | 1 | VV | Three gas anesthesia apparatus. Basic unit consists of steel cabinet with casters with one shallow, one medium, and one deep drawer, seven long scale eleven-inch flowmeters, five cylinder yokes, and telescoping absorber post. It includes two-canister model carbon dioxide absorber with inhalation and exhalation check valves, switch valve, switch valve elbow, sidearm Vernitrol, flow calculator, mounting kit, ventilator calculator, ventilator and an oxygen piping inlet. Also features nitrous oxide fail safe valve kit, aspirator kit, gas evacuator with vacuum and a flow meter safety cover. Used to dispense a mixture of gases during surgical procedures.
M0750 | Flowmeter, Air, Connect w/50 PSI Supply | 1 | VV | Air flowmeter. Unit has a stainless steel needle valve with clear flowtube for connection to 50 PSI air outlet from central pipeline system. Requires the appropriate adapter for connection to the wall outlet and fitting to connect to tubing. Database prices reflect fittings with an attached DISS power outlet. Other outlet and adapter configurations are available.
M0755 | Flowmeter, Oxygen, Low Flow | 2 | VV | Oxygen flowmeter. Consists of a clear crystal flowtube calibrated to 3.5 or 8 LPM depending on manufacturer. For oxygen regulation in hospital settings. Database pricing includes DISS fitting and DISS power outlet and wall adapter. Other fitting and adapter configurations are available.
M0765 | Regulator, Vacuum | 7 | VV | Vacuum pressure regulator for connection to central piped vacuum system. Standard display scale is graduated at least from 0 to 200 mm Hg of vacuum. Displays on specialized regulators may cover other vacuum ranges. Regulator type (continuous, intermittent, continuous/intermittent, surgical, pediatric, thoracic, etc.) as required. To be used in delivery, neonatal, pediatrics or any area where suction is required. Database pricing reflects continuous regulators graduated to 200 mm Hg with a full line vacuum selection switch and DISS configured inlets and outlets.
M1801 | Computer, Microprocessing, w/Flat Panel Monitor | 1 | VV | Desk top microprocessing computer. The unit shall consist of a central processing mini tower, flat panel monitor, keyboard, mouse and speakers. The system shall have the following minimum characteristics: a 2.8 GHz Pentium processor; 512 MB memory; 80GB hard drive; 32/48x CD-ROMDVD combo; 1.44MB network interface card; video 32 MB NVIDIA; a 18 inch flat panel monitor. The computer is used throughout the facility to input, manipulate and retrieve information.
M3070 | Hamper, Linen, Mobile, w/Lid | 2 | VV | Mobile linen hamper with hand or foot operated lid. Made of heavy tubular stainless steel with heavy gauge welded steel platform. Holds 25" hamper bags. Mounted on ball bearing casters. For linen transport in hospitals and clinics.
M3080 | Cabinet, Instrument, CRS, 2 Glass Door, 6 Shelf | 2 | VV | Non-magnetic stainless steel instrument cabinet with two glass doors and six shelves (five adjustable). Cabinet body has a single storage compartment and seamless welded face. Shelf heights are adjustable on full length perforated strips mounted to the back and inside front cabinet corners. Cabinet is mounted on glides or casters. Cabinet may be covered by a sloping top.
M3150 | Distribution System, Medication, Automatic | 1 | VV | An automated dispensing system that provides controlled dispensing, inventory and security. Size and cost will vary dependent on number of modules selected.
M3175 | Electrosurgical Unit, Dual Output | 1 | VV | Dual output electrosurgical unit. Solid state power source with foot switch jacks, monopolar and bipolar outputs, and four independent modes of operation. Used in the operating room or surgicenter as an alternative to the scalpel for cutting tissue.
M4255 | Stand, IV, Adjustable | 3 | VV | Adjustable IV stand with 4-hook arrangement. Stand has stainless steel construction with heavy weight base. It adjusts from 66 inches to 100 inches and is mounted on conductive rubber, ball bearing, swivel casters. Stand is used for administering intravenous solutions.
M4266 | Pump, Volumetric, Infusion, Multiple Line | 3 | VV | Volumetric infusion pump. Pump is self-regulating with automatic sensor and adjustable rate. Equipped with visual and audible alarms and up to 10 hour capacity battery. For the administration of a wide variety of therapeutic agents where precise control is required. Unit provides individual control to IV lines simultaneously.
M4280 | Pump, Pneumatic Stocking/Cuff | 1 | VV | Pneumatic stocking/cuff pump. Pump provides alternating pressure to pneumatic stockings for reduction of the threat of deep vein thrombophlebitis in post operative patients. May also be used in the CCU for rotating cuff therapy for reduction of peripheral circulation in congestive heart failure patients.
M4287 | Irrigation System, Surgical | 1 | VV | High flow surgical irrigation pump up 2.5l/min, available in single and double flow.
M4645 | Patient Transfer Device | 1 | VV | A patient transfer board designed to make lateral patient transfers safer for staff and be more comfortable for the patients. The board uses a smooth, low friction and static free surface to eliminate the need for metal rollers. The board has a soft foam core that makes them lightweight for ease of use and storage. The long board device also enables the transfer of a patient in the seated or Fowler position. The boards come in three sizes with the long board being foldable. The dimensions and price are for the long wide board.
M4815 | Hypo/Hyperthermia Unit, Automatic/Manual, Mobile | 1 | VV | Automatic/manual hypo/hyperthermia unit. Sealed refrigeration system. Microprocessor controlled with multiple alarm system constantly monitoring temperature and water levels. Cabinet type unit. Designed to regulate body temperature by application of water-filled hypothermia blankets.
M4816 | Warming Unit, Patient, Automatic/Manual, Air | 1 | VV | Automatic/manual patient warming unit. Unit delivers a flow of warmed air through a perforated plastic blanket. Used primarily for postoperative patients to speed recovery of normal body temperature.
M5030 | Stool, Surgeon, Revolving | 2 | VV | Revolving stool. Consists of a padded upholstered seat with height adjustment. Unit rotates and is mounted on ball bearing swivel casters. Designed for use in examinations, treatment, and surgical procedures.
M5512 | Laser, Smoke Evacuator | 1 | VV | Filtration system used in conjunction with laser operations to remove surgical laser plume. The unit includes a pneumatic foot switch, disposable 0.12 micron HEPA primary filters, a secondary 0.12 micron ULPA/carbon filter, disposable funnels, reducer fittings and connector hoses.
M7475 | Light, Surgical, Ceiling Mounted, Single, Large | 1 | VC | Ceiling mounted surgical light generally 30-34" or larger in diameter depending on manufacturer. Light head is suspended from the ceiling by a mounting plate and pole. Light head contains several individual pods each with its own light source. Unit also has a detachable sterilizable handle. Minimum ceiling height for most models is 8'-9"; check the manufacturers' specific recommendations. Height dimension below refers to the height of the lamp housing. Width and depth are the length of the swing arm plus the light head diameter. This light is suitable for dual site surgery.
M7490 | Light, Surg, Ceiling Mtd, Dual, Unequal Dia Heads | 1 | VC | Dual head surgical light ceiling mounted from a single pole. Unit has two lamp heads of differing sizes mounted on individual swing arms. Unit features multiple lighting pods in each lamp head, deep cavity illumination, color-corrected light, intensity control and sterilizable handles. Refer to the manufacturers' specifications for minimum ceiling heights and installation data. The database height dimension below refers to the height of the lamp head itself. The width and depth measurements are the larger of the two sums of the swing arm length and the head diameter. For use in general purpose surgical suites.
M7650 | Defibrillator/Monitor, Acute Care | 1 | VV | Portable defibrillator/monitor for acute care includes biphasic defibrillator, pacing, SPO2, Interpretive 12-lead, NIBP monitoring, EtCO2 monitoring, Invasive pressure monitoring, Vital Sign monitoring, temperature probe, Fax transmission, PCMCIA Data Cards, Paddle accessories, and a color LCD.
M7801 | Monitor, Medical Grade 26 - 42" | 4 | VV | LED HD monitor capable of displaying medical grade images. Monitor's size is 26-42".
M7802 | Monitor, Medical Grade 55-65" | 2 | VV | LED HD monitor capable of displaying medical grade images. Monitor' size is 55 - 65".
M7845 | Monitor, Physiological, Bedside, 4 Channel | 1 | VV | 4 channel bedside physiological monitor. The unit consist of a four-channel non-fade monochrome display monitor, an alarm system and printer-recording capabilities. The monitor has color coded controls and automatic calibration. The unit displays up to four waveforms simultaneously. The parameters to be monitored are user selectable. The monitor may be connected to a central monitoring station. The unit monitors patients in most acute care areas, step-down units, procedure rooms and emergency rooms.
M8551 | Light Source, Fiberoptic Headlamp | 1 | VV | Fiberoptic light source for surgical headlamps. This unit provides color corrected light for surgical procedures where photography is not required.
M8606 | Endoscopy Cart, Fiberoptic, w/Video Accessories | 1 | VV | Endoscopy cart with video and print capabilities for use with fiberoptic (direct vision) endoscopes. This cart does not work with videoscopes. System takes optical images from a single endoscope and directly records them or converts them to digital signals for recording. A typical system cart includes the cart, a light source, an insufflator, a suction unit, a heat probe unit, an electrosurgical apparatus, a digital camera converter or color video camera, a camera controller, a monitor, a video/DVD recorder and a color printer. This JSN does not include the endoscope; refer to the endoscopes at JSNs M8500-M8550. Each cart can support one or more types of endoscope and should be specifically tailored to its intended use(s). This cart can be configured to interface with a network endoscopy information management system; refer to JSN M8600. Database physical information and pricing is for a higher cost system containing one of each of the above components.
M8800 | Cart, Anesthesia | 1 | VV | Mobile anesthesia cart. The cart shall be built of stainless steel or other appropriate material and mounted on 4" casters for easy mobility. It shall be capable of being equipped with bottle holders, adjustable IV pole, storage drawers, shelves and a top bar/rail.
M8810 | Stand, Mayo | 1 | VV | Adjustable instrument table. Table is corrosion resistant stainless steel construction and is mounted on two casters with two skid rails. It has telescopic upright adjusts from 39 inches to 60 inches with automatic locking device, and removable 13"x19" instrument tray. Designed for use in operating and procedure rooms.
M8825 | Table, Instrument/Dressing, CRS, approx. 36x20x34 | 2 | VV | Instrument and dressing table. Made of corrosion resistant stainless steel with a sound deadened top. Includes guard rail, shelf and two side-by-side drawers. The table is mounted on swivel, ball-bearing casters.
M8830 | Table, Instrument/Dressing, Mobile | 1 | VV | Mobile instrument/dressing table, approximately 34" H x 20" W x 16" D Corrosion resistant stainless steel mobile table with sound-deadening shelf and drawer. Unit is mounted on 2" casters. Designed for all purpose use in the hospital or clinic.
M8840 | Table, Back, Instrument/Dressing | 1 | VV | A specialty back table for large cases such as orthopedics, spinal fusions, neuro and craniotomies. The table has a pneumatic tuck-away cantilevered shelf which can hold multiple trays and is angled for clear observation of instruments. It comes with 4" diameter heavy-duty ball bearing brake/swivel casters. Construction is all stainless steel.
M8900 | Carriage, Pail, CRS, Without Pail | 2 | VV | Carriage, pail (kick bucket) CRS. Consists of a stainless steel ring type carriage mounted on ball bearing casters. Includes circular non-marring bumper. For use in the surgical operating room.
M8905 | Pail, Utility, CRS, With Carriage | 2 | VV | Utility pail (kick bucket). Shall be a stainless steel 12 quart bucket for use in surgical operating rooms.
M8910 | Cart, Surgical Case | 2 | VV | Surgical case cart. Unit consists of two hinged cabinet sections, each section equipped with two pull-out shelves with stops. The entire unit is mounted on four heavy duty conductive swivel casters. Used to transport surgical packs and supplies to surgery and soiled items back to central supply.
M8920 | Stand, Basin, CRS, Mobile, Double | 2 | VV | CRS, mobile, double basin stand with shelf. Stainless steel corrosion resistant frame constructed from two continuous inverted "U" shaped tubes, forming four legs and mounted on casters. Circular rings welded to top receive two removable 8 quart stainless steel basins. For open heart and other procedures.
M8925 | Stand, Basin, CRS, Mobile, Single | 1 | VV | Mobile single basin stand with shelf. The stand shall be constructed of tubular stainless steel and mounted on 2" swivel casters. Shall include a shelf and an 8 quart stainless steel basin. Intended for use in ORs and treatment areas.
M8940 | Stool, Anesthesia, With Back | 2 | VV | Anesthesia stool with back. All stainless steel with well-curved back panel and wide conductive seat. Designed for the anesthesiologist during surgical procedures.
M8950 | Warmer, Blood | 2 | VV | Unit consists of a temperature regulated water bath, circulating fluid, or dry heat with controls and an audible high temperature alarm. The warmer provides a stable environment for the controlled warming of blood or other fluids prior to being transfused to a patient.
M8970 | Warmer, Blood, High Volume | 1 | VV | Unit contains a proportional controller to regulate temperature in the heat exchanger and an audible high temperature alarm. Designed to provide a stable temperature for the controlled warming of blood or other fluids prior to being transfused to a patient. Unit may be a cuff type or circulating water heat exchanger.
M9110 | Table, Operating, 5 or 6 Section, Trauma | 1 | VV | Pedestal type, 5 or 6 section, operating table. Pedestal table, mounted on a solid base with casters and locks. Table top surface is fabricated from radio-translucent and conductive panels and is equipped with cassette tunnels in each of the table top sections. Table includes: Electro-hydraulic controls, side rail locking system, grounding receptacle and dual arm support section. It is designed for use in the operating room in a variety of surgical procedures. Table is configured to address the needs of trauma surgery.
S9755 | Suction System, Surgical, Mobile Rover Unit | 1 | VV | Surgical fluid waste management system with powered IV pole and smoke evacuation. Portable waste collection unit, for use with Docking Station (specified separately). Dual canisters (one 4L and one 20L), two levels of suction: 2-21in/Hg, fluid readout, 3 different port sizes for smoke tubing.
X2106 | Scanner, Ultrasound, Intra-Cardiac Echo | 1 | VV | A portable cardiovascular ultrasound with full diagnostic and monitoring capabilities. The unit employs phased-array transducer technology for 2D, color and Doppler imaging. It will have multiple focal zones to optimize image quality. The unit will have an integrated EchoPAC with data review, analysis, patient archive and reporting capabilities. It will have full DICOM connectivity with embedded raw data speeds allowing for post-exam quantitative analyses at the users convenience. The rechargeable battery will provide up to 1 hour of full scan operation.
X3145 | Screen, X-Ray, Protective, Mobile | 1 | VV | Mobile X-ray protective screen/barrier. The X-ray barrier provides optically-clear visibility while shielding medical personnel from scatter radiation. Its large clear Pb lead-plastic or acrylic window offers 0.5 mm lead-equivalent protection to the user's head and upper body. The unit is used for effective radiation protection of department personnel during vascular or other procedures. This unit can fit any application with its mobility. Adjustable screens are also available.
X6190 | Radiographic/Fluoro Unit, Cardiac, 100 kW, Digital | 1 | VC | This system is specifically designed to perform biplane radiographic/fluoroscopic examinations in the Cardiology Department. On-line digital cardiac image processing will provide instant availability of images for review. This units characteristics and components include 100 kW micro-processor controlled X-ray generators, C-arm and U arm with 9” multi-field Image Intensifier, integrated X-ray tube unit and cine camera. The Digital Imaging for both the AP and Lateral planes shall consists of a computer, keyboard with acquisition, viewing monitor, and slave monitor. The system shall be DICOM 3.0 compatible, for easy linkage to filmless image management systems and review stations. It is recommended that the TV monitors be ceiling suspended. System to be procured with Cardiac Cath Lab computerized analysis/monitoring system.
3 - CS142 - IP General OR Equipment Room, Surg Svc | 3 - CS142 - IP General OR Equipment Room, Surg Svc | 3 - CS142 - IP General OR Equipment Room, Surg Svc | 3 - CS142 - IP General OR Equipment Room, Surg Svc | 3 - CS142 - IP General OR Equipment Room, Surg Svc
JSN | NAME | QTY | ACQ/INS | DESCRIPTION
A1010 | Telecommunication Outlet | 1 | VV | Telecommunication outlet location.
A1012 | Telephone, Wall Mounted, 1 Line | 1 | VV | Telephone, wall mounted, 1 line.
E0963 | Cart, General Storage, Mobile | 1 | VV | Mobile General Storage Cart, approximately 72"H x 23"W x 22"D. THIS TYPICAL INCLUDES: 1 Locker Storage Container on Wheels, w/Solid Door 3 Tray/Shelves 2 Drawers, 3"H 4 Drawers, 6"H 1 Tray/Shelf Divider Drawer Organizer Bins
M8810 | Stand, Mayo | 1 | VV | Adjustable instrument table. Table is corrosion resistant stainless steel construction and is mounted on two casters with two skid rails. It has telescopic upright adjusts from 39 inches to 60 inches with automatic locking device, and removable 13"x19" instrument tray. Designed for use in operating and procedure rooms.
M8830 | Table, Instrument/Dressing, Mobile | 1 | VV | Mobile instrument/dressing table, approximately 34" H x 20" W x 16" D Corrosion resistant stainless steel mobile table with sound-deadening shelf and drawer. Unit is mounted on 2" casters. Designed for all purpose use in the hospital or clinic.
X3150 | Rack, Apron/Gloves, Wall Mounted | 3 | CC | Apron and gloves rack. This is a wall unit which holds aprons and gloves. The body is heavy gauge steel finish in gray or green baked enamel, glove and apron holding arms are aluminum. The unit's convenient on wall storage will prolong the useful life of your protection aprons by helping prevent damage to internal components.
4 - CS151 - IP Urology / Cystoscopy Operating Room (OR), Surg Svc | 4 - CS151 - IP Urology / Cystoscopy Operating Room (OR), Surg Svc | 4 - CS151 - IP Urology / Cystoscopy Operating Room (OR), Surg Svc | 4 - CS151 - IP Urology / Cystoscopy Operating Room (OR), Surg Svc | 4 - CS151 - IP Urology / Cystoscopy Operating Room (OR), Surg Svc
JSN | NAME | QTY | ACQ/INS | DESCRIPTION
A1010 | Telecommunication Outlet | 4 | VV | Telecommunication outlet location.
A1014 | Telephone, Wall Mounted, 1 Line, With Speaker | 1 | VV | Telephone, wall mounted, 1 line, with speaker.
A1120 | Column, Service, Prefab, Surgical, Ceiling Mounted | 2 | CC | Prefabricated surgical service column. Strong 18 gauge stainless steel shell ceiling mounted unit with the following services: oxygen, nitrous oxide, nitrogen, medical air, medical vacuum, gas evacuation, electrical outlets, monitoring connectors, and IV holders. Specify type of column (fixed or retractable) and number of outlets required for each service. Size will vary with number of service outlets required. Designed to be used in the operating room, recovery and ICU-CCU rooms.
A1122 | Column, Equipment Arm, Ceiling Mounted, Surgery | 3 | CC | A ceiling mounted retractable equipment arm for use in the OR. Designed to provide equipment placement support, power receptacles including low-voltage panels, gas outlets and flat screen mounting for a surgical suite. Unit will provide a range of motion of up to 330 degrees with arm providing additional vertical movement. Units are custom configured with multiple options available. Price is based on a unit with two (double) retractable arms. Also available are units for use in anesthesia, ICU and ER.
A1130 | Cabinet, Control, Nitrogen | 2 | CC | Nitrogen control cabinet. Unit consists of supply cut-off valve, supply pressure gauge, pressure regulator (adjustable 0 to 200 PSI), outlet pressure gauge, nitrogen outlet and connection to surgical gas column. Specify recessed or surface mounting. Designed for powering surgical pneumatic tools.
A4015 | Clock, Elapsed Time, Electric | 1 | CC | Elapsed time digital electric clock. Single display time that can be used either as a clock or elapsed time indicator. Clock consists of buttons to set minutes, and hours for the time. For use in operating and delivery room, and medical service columns. Analog or digital displays may be provided as specified by the user.
A5077 | Dispenser, Hand Sanitizer, Hands-Free | 2 | VV | A touch free wall-mounted hand sanitizer dispenser. For use throughout a healthcare facility. Unit does not include the sanitizing liquid. Units are battery operated.
A5104 | Cart, Medical Waste Disposal, Mobile w/Foot Pedal | 1 | VV | Mobile molded cart with foot pedal, to house 18-24 gal sharps disposal container. Lid lift or slide opens easily with foot-operated pedal. Lid may remain closed when not in use to reduce exposure to contents. Ergonomic handle is telescopic. Heavy containers can be removed from the side with minimal lifting. Meets requirements of OSHA 29 CFR 1910.130.
A5107 | Dispenser, Glove, Surgical/Examination, Wall Mntd | 2 | VV | Examination three (Small Medium, Large) glove dispenser box for wall mounting. Fabricated of either cold rolled steel with a white baked enamel finish, plastic or acrylic. Hardware not included, Option 3 powder coated steel.
A5108 | Waste Disposal Unit, Sharps | 1 | VV | A container for collecting and transporting syringes and other sharps for decontamination and disposal. Available in 2 gallon and 8 gallon with locking rotor. Complies with OSHA regulations for handling sharps.
A5212 | Bracket, Television, Wall-Mounted, Tilt/Angle | 2 | VV | A wall mounted, tilt/angled TV bracket for 37" to 80" TVs. Mount will be a universal and VESA compliant unit with a load capacity of up to 130 lbs.
E0954 | Cart, Emergency, Mobile, 66"H x 32"W x 22"D | 1 | VV | THIS TYPICAL INCLUDES: 1 Cart body, style-A narrow, w/raised edge top 1 Accessory rail, side 1 Accessory rail, back 1 Defibrillator tray 1 IV pole 1 Breakaway bar 1 Flip-up shelf 1 Wastebasket 1 Oxygen tank holder 1 Electrical box-4 outlet 1 Cord wrap 4 Drawer, 3"H 3 Drawer, 6"H Drawer organizer bins.
F0355 | Footstool, Straight | 4 | VV | Step stool. Used to assist patients getting on and off exam or surgical tables. Fitted with electrically conductive rubber tips.
F2010 | Basket, Wastepaper, Step-On | 1 | VV | "Step-on" wastepaper basket with inner liner and foot petal activated flip top.
F3050 | Whiteboard, Dry Erase | 1 | VV | Whiteboard unit, approximately 36" H x 48" W consisting of a white porcelain enamel writing surface with an attached chalk tray. Magnetic surface available. Image can be easily removed with a standard chalkboard eraser. For use with water color pens. Unit is ready to hang.
F3200 | Clock, Battery, 12" Diameter | 1 | VV | Clock, 12" diameter. Round surface, easy to read numbers with sweep second hand. Wall mounted unit for use when impractical to install a fully synchronized clock system. Battery operated, (batteries not included).
M0512 | Television, HDTV, Large Screen, 60" | 1 | VV | A high definition (HDTV) multimedia, slim design, 60"W to 65"W color television. The TV will have a 16.9 wide screen aspect ratio with full HD 1080p resolution and HDMI connections. TV may be LED, Plasma or LCD. TV will include a stand.
M0630 | Anesthesia Apparatus, 3 Gas | 1 | VV | Three gas anesthesia apparatus. Basic unit consists of steel cabinet with casters with one shallow, one medium, and one deep drawer, seven long scale eleven-inch flowmeters, five cylinder yokes, and telescoping absorber post. It includes two-canister model carbon dioxide absorber with inhalation and exhalation check valves, switch valve, switch valve elbow, sidearm Vernitrol, flow calculator, mounting kit, ventilator calculator, ventilator and an oxygen piping inlet. Also features nitrous oxide fail safe valve kit, aspirator kit, gas evacuator with vacuum and a flow meter safety cover. Used to dispense a mixture of gases during surgical procedures.
M0750 | Flowmeter, Air, Connect w/50 PSI Supply | 2 | VV | Air flowmeter. Unit has a stainless steel needle valve with clear flowtube for connection to 50 PSI air outlet from central pipeline system. Requires the appropriate adapter for connection to the wall outlet and fitting to connect to tubing. Database prices reflect fittings with an attached DISS power outlet. Other outlet and adapter configurations are available.
M0755 | Flowmeter, Oxygen, Low Flow | 4 | VV | Oxygen flowmeter. Consists of a clear crystal flowtube calibrated to 3.5 or 8 LPM depending on manufacturer. For oxygen regulation in hospital settings. Database pricing includes DISS fitting and DISS power outlet and wall adapter. Other fitting and adapter configurations are available.
M0765 | Regulator, Vacuum | 4 | VV | Vacuum pressure regulator for connection to central piped vacuum system. Standard display scale is graduated at least from 0 to 200 mm Hg of vacuum. Displays on specialized regulators may cover other vacuum ranges. Regulator type (continuous, intermittent, continuous/intermittent, surgical, pediatric, thoracic, etc.) as required. To be used in delivery, neonatal, pediatrics or any area where suction is required. Database pricing reflects continuous regulators graduated to 200 mm Hg with a full line vacuum selection switch and DISS configured inlets and outlets.
M1801 | Computer, Microprocessing, w/Flat Panel Monitor | 2 | VV | Desk top microprocessing computer. The unit shall consist of a central processing mini tower, flat panel monitor, keyboard, mouse and speakers. The system shall have the following minimum characteristics: a 2.8 GHz Pentium processor; 512 MB memory; 80GB hard drive; 32/48x CD-ROMDVD combo; 1.44MB network interface card; video 32 MB NVIDIA; a 18 inch flat panel monitor. The computer is used throughout the facility to input, manipulate and retrieve information.
M3070 | Hamper, Linen, Mobile, w/Lid | 2 | VV | Mobile linen hamper with hand or foot operated lid. Made of heavy tubular stainless steel with heavy gauge welded steel platform. Holds 25" hamper bags. Mounted on ball bearing casters. For linen transport in hospitals and clinics.
M3072 | Frame, Infectious Waste Bag w/Lid | 1 | VV | Frame for an infectious waste collection bag. Made of heavy tubular stainless steel with heavy gauge welded steel platform. Adjust to hold 18" or 25" trash bags. Mounted on ball bearing casters and includes permanently mounted hinged lid. Provides means of bagging infectious waste at point of waste generation.
M3080 | Cabinet, Instrument, CRS, 2 Glass Door, 6 Shelf | 2 | VV | Non-magnetic stainless steel instrument cabinet with two glass doors and six shelves (five adjustable). Cabinet body has a single storage compartment and seamless welded face. Shelf heights are adjustable on full length perforated strips mounted to the back and inside front cabinet corners. Cabinet is mounted on glides or casters. Cabinet may be covered by a sloping top.
M3150 | Distribution System, Medication, Automatic | 1 | VV | An automated dispensing system that provides controlled dispensing, inventory and security. Size and cost will vary dependent on number of modules selected.
M3175 | Electrosurgical Unit, Dual Output | 1 | VV | Dual output electrosurgical unit. Solid state power source with foot switch jacks, monopolar and bipolar outputs, and four independent modes of operation. Used in the operating room or surgicenter as an alternative to the scalpel for cutting tissue.
M4255 | Stand, IV, Adjustable | 3 | VV | Adjustable IV stand with 4-hook arrangement. Stand has stainless steel construction with heavy weight base. It adjusts from 66 inches to 100 inches and is mounted on conductive rubber, ball bearing, swivel casters. Stand is used for administering intravenous solutions.
M4266 | Pump, Volumetric, Infusion, Multiple Line | 2 | VV | Volumetric infusion pump. Pump is self-regulating with automatic sensor and adjustable rate. Equipped with visual and audible alarms and up to 10 hour capacity battery. For the administration of a wide variety of therapeutic agents where precise control is required. Unit provides individual control to IV lines simultaneously.
M4280 | Pump, Pneumatic Stocking/Cuff | 1 | VV | Pneumatic stocking/cuff pump. Pump provides alternating pressure to pneumatic stockings for reduction of the threat of deep vein thrombophlebitis in post operative patients. May also be used in the CCU for rotating cuff therapy for reduction of peripheral circulation in congestive heart failure patients.
M4287 | Irrigation System, Surgical | 1 | VV | High flow surgical irrigation pump up 2.5l/min, available in single and double flow.
M4645 | Patient Transfer Device | 1 | VV | A patient transfer board designed to make lateral patient transfers safer for staff and be more comfortable for the patients. The board uses a smooth, low friction and static free surface to eliminate the need for metal rollers. The board has a soft foam core that makes them lightweight for ease of use and storage. The long board device also enables the transfer of a patient in the seated or Fowler position. The boards come in three sizes with the long board being foldable. The dimensions and price are for the long wide board.
M4815 | Hypo/Hyperthermia Unit, Automatic/Manual, Mobile | 1 | VV | Automatic/manual hypo/hyperthermia unit. Sealed refrigeration system. Microprocessor controlled with multiple alarm system constantly monitoring temperature and water levels. Cabinet type unit. Designed to regulate body temperature by application of water-filled hypothermia blankets.
M4816 | Warming Unit, Patient, Automatic/Manual, Air | 1 | VV | Automatic/manual patient warming unit. Unit delivers a flow of warmed air through a perforated plastic blanket. Used primarily for postoperative patients to speed recovery of normal body temperature.
M5030 | Stool, Surgeon, Revolving | 2 | VV | Revolving stool. Consists of a padded upholstered seat with height adjustment. Unit rotates and is mounted on ball bearing swivel casters. Designed for use in examinations, treatment, and surgical procedures.
M5512 | Laser, Smoke Evacuator | 1 | VV | Filtration system used in conjunction with laser operations to remove surgical laser plume. The unit includes a pneumatic foot switch, disposable 0.12 micron HEPA primary filters, a secondary 0.12 micron ULPA/carbon filter, disposable funnels, reducer fittings and connector hoses.
M7475 | Light, Surgical, Ceiling Mounted, Single, Large | 1 | VC | Ceiling mounted surgical light generally 30-34" or larger in diameter depending on manufacturer. Light head is suspended from the ceiling by a mounting plate and pole. Light head contains several individual pods each with its own light source. Unit also has a detachable sterilizable handle. Minimum ceiling height for most models is 8'-9"; check the manufacturers' specific recommendations. Height dimension below refers to the height of the lamp housing. Width and depth are the length of the swing arm plus the light head diameter. This light is suitable for dual site surgery.
M7490 | Light, Surg, Ceiling Mtd, Dual, Unequal Dia Heads | 1 | VC | Dual head surgical light ceiling mounted from a single pole. Unit has two lamp heads of differing sizes mounted on individual swing arms. Unit features multiple lighting pods in each lamp head, deep cavity illumination, color-corrected light, intensity control and sterilizable handles. Refer to the manufacturers' specifications for minimum ceiling heights and installation data. The database height dimension below refers to the height of the lamp head itself. The width and depth measurements are the larger of the two sums of the swing arm length and the head diameter. For use in general purpose surgical suites.
M7650 | Defibrillator/Monitor, Acute Care | 1 | VV | Portable defibrillator/monitor for acute care includes biphasic defibrillator, pacing, SPO2, Interpretive 12-lead, NIBP monitoring, EtCO2 monitoring, Invasive pressure monitoring, Vital Sign monitoring, temperature probe, Fax transmission, PCMCIA Data Cards, Paddle accessories, and a color LCD.
M7801 | Monitor, Medical Grade 26 - 42" | 4 | VV | LED HD monitor capable of displaying medical grade images. Monitor's size is 26-42".
M7802 | Monitor, Medical Grade 55-65" | 2 | VV | LED HD monitor capable of displaying medical grade images. Monitor' size is 55 - 65".
M7845 | Monitor, Physiological, Bedside, 4 Channel | 1 | VV | 4 channel bedside physiological monitor. The unit consist of a four-channel non-fade monochrome display monitor, an alarm system and printer-recording capabilities. The monitor has color coded controls and automatic calibration. The unit displays up to four waveforms simultaneously. The parameters to be monitored are user selectable. The monitor may be connected to a central monitoring station. The unit monitors patients in most acute care areas, step-down units, procedure rooms and emergency rooms.
M8551 | Light Source, Fiberoptic Headlamp | 1 | VV | Fiberoptic light source for surgical headlamps. This unit provides color corrected light for surgical procedures where photography is not required.
M8606 | Endoscopy Cart, Fiberoptic, w/Video Accessories | 1 | VV | Endoscopy cart with video and print capabilities for use with fiberoptic (direct vision) endoscopes. This cart does not work with videoscopes. System takes optical images from a single endoscope and directly records them or converts them to digital signals for recording. A typical system cart includes the cart, a light source, an insufflator, a suction unit, a heat probe unit, an electrosurgical apparatus, a digital camera converter or color video camera, a camera controller, a monitor, a video/DVD recorder and a color printer. This JSN does not include the endoscope; refer to the endoscopes at JSNs M8500-M8550. Each cart can support one or more types of endoscope and should be specifically tailored to its intended use(s). This cart can be configured to interface with a network endoscopy information management system; refer to JSN M8600. Database physical information and pricing is for a higher cost system containing one of each of the above components.
M8800 | Cart, Anesthesia | 1 | VV | Mobile anesthesia cart. The cart shall be built of stainless steel or other appropriate material and mounted on 4" casters for easy mobility. It shall be capable of being equipped with bottle holders, adjustable IV pole, storage drawers, shelves and a top bar/rail.
M8810 | Stand, Mayo | 2 | VV | Adjustable instrument table. Table is corrosion resistant stainless steel construction and is mounted on two casters with two skid rails. It has telescopic upright adjusts from 39 inches to 60 inches with automatic locking device, and removable 13"x19" instrument tray. Designed for use in operating and procedure rooms.
M8825 | Table, Instrument/Dressing, CRS, approx. 36x20x34 | 2 | VV | Instrument and dressing table. Made of corrosion resistant stainless steel with a sound deadened top. Includes guard rail, shelf and two side-by-side drawers. The table is mounted on swivel, ball-bearing casters.
M8830 | Table, Instrument/Dressing, Mobile | 2 | VV | Mobile instrument/dressing table, approximately 34" H x 20" W x 16" D Corrosion resistant stainless steel mobile table with sound-deadening shelf and drawer. Unit is mounted on 2" casters. Designed for all purpose use in the hospital or clinic.
M8840 | Table, Back, Instrument/Dressing | 1 | VV | A specialty back table for large cases such as orthopedics, spinal fusions, neuro and craniotomies. The table has a pneumatic tuck-away cantilevered shelf which can hold multiple trays and is angled for clear observation of instruments. It comes with 4" diameter heavy-duty ball bearing brake/swivel casters. Construction is all stainless steel.
M8900 | Carriage, Pail, CRS, Without Pail | 2 | VV | Carriage, pail (kick bucket) CRS. Consists of a stainless steel ring type carriage mounted on ball bearing casters. Includes circular non-marring bumper. For use in the surgical operating room.
M8905 | Pail, Utility, CRS, With Carriage | 2 | VV | Utility pail (kick bucket). Shall be a stainless steel 12 quart bucket for use in surgical operating rooms.
M8910 | Cart, Surgical Case | 2 | VV | Surgical case cart. Unit consists of two hinged cabinet sections, each section equipped with two pull-out shelves with stops. The entire unit is mounted on four heavy duty conductive swivel casters. Used to transport surgical packs and supplies to surgery and soiled items back to central supply.
M8920 | Stand, Basin, CRS, Mobile, Double | 2 | VV | CRS, mobile, double basin stand with shelf. Stainless steel corrosion resistant frame constructed from two continuous inverted "U" shaped tubes, forming four legs and mounted on casters. Circular rings welded to top receive two removable 8 quart stainless steel basins. For open heart and other procedures.
M8925 | Stand, Basin, CRS, Mobile, Single | 1 | VV | Mobile single basin stand with shelf. The stand shall be constructed of tubular stainless steel and mounted on 2" swivel casters. Shall include a shelf and an 8 quart stainless steel basin. Intended for use in ORs and treatment areas.
M8940 | Stool, Anesthesia, With Back | 2 | VV | Anesthesia stool with back. All stainless steel with well-curved back panel and wide conductive seat. Designed for the anesthesiologist during surgical procedures.
M8950 | Warmer, Blood | 2 | VV | Unit consists of a temperature regulated water bath, circulating fluid, or dry heat with controls and an audible high temperature alarm. The warmer provides a stable environment for the controlled warming of blood or other fluids prior to being transfused to a patient.
M8970 | Warmer, Blood, High Volume | 1 | VV | Unit contains a proportional controller to regulate temperature in the heat exchanger and an audible high temperature alarm. Designed to provide a stable temperature for the controlled warming of blood or other fluids prior to being transfused to a patient. Unit may be a cuff type or circulating water heat exchanger.
M9110 | Table, Operating, 5 or 6 Section, Trauma | 1 | VV | Pedestal type, 5 or 6 section, operating table. Pedestal table, mounted on a solid base with casters and locks. Table top surface is fabricated from radio-translucent and conductive panels and is equipped with cassette tunnels in each of the table top sections. Table includes: Electro-hydraulic controls, side rail locking system, grounding receptacle and dual arm support section. It is designed for use in the operating room in a variety of surgical procedures. Table is configured to address the needs of trauma surgery.
S9755 | Suction System, Surgical, Mobile Rover Unit | 1 | VV | Surgical fluid waste management system with powered IV pole and smoke evacuation. Portable waste collection unit, for use with Docking Station (specified separately). Dual canisters (one 4L and one 20L), two levels of suction: 2-21in/Hg, fluid readout, 3 different port sizes for smoke tubing.
X4890 | Rad/Fluoro Unit, Digital, Mobile, C-Arm | 1 | VV | This system is a high quality radiographic/fluoroscopic mobile digital C-arm for use in orthopedics, general surgery, urology, vascular, neurosurgery, neurovascular and cardiovascular procedures. This units characteristics and components include a high frequency x-ray generator with single or dual focus x-ray tube unit, 9” or 12” multi-field image intensifier, dual 16” monitors, real time digital imaging and last image hold capabilities. The system shall be DICOM 3.0 or latest version, compatible, for easy linkage to filmless image management systems and review stations.
5 - CS152 - IP Urology / Cystoscopy OR Equipment Room, Surg Svc | 5 - CS152 - IP Urology / Cystoscopy OR Equipment Room, Surg Svc | 5 - CS152 - IP Urology / Cystoscopy OR Equipment Room, Surg Svc | 5 - CS152 - IP Urology / Cystoscopy OR Equipment Room, Surg Svc | 5 - CS152 - IP Urology / Cystoscopy OR Equipment Room, Surg Svc
JSN | NAME | QTY | ACQ/INS | DESCRIPTION
A1010 | Telecommunication Outlet | 1 | VV | Telecommunication outlet location.
E0963 | Cart, General Storage, Mobile | 1 | VV | Mobile General Storage Cart, approximately 72"H x 23"W x 22"D. THIS TYPICAL INCLUDES: 1 Locker Storage Container on Wheels, w/Solid Door 3 Tray/Shelves 2 Drawers, 3"H 4 Drawers, 6"H 1 Tray/Shelf Divider Drawer Organizer Bins
M3165 | Cabinet, Catheter Storage | 3 | VV | A cabinet to be used for the hanging storage of catheters. Cabinet comes with adjustable laminate shelves, slide-out arms equipped with hangers to hold various size catheters, and doors. Door locks are an optional accessory.
X1200 | Lithotripter, Extracorporeal | 1 | VV | Extracorporeal Shock Wave Lithotripter (ESWL), is a multifunctional radiographic/fluoroscopic urological diagnostic and ESWL System with optional ultrasound capabilities. It is used to locate urinary stones and calculi using radiology and treating the stones and calculi using ultrasound shock waves. The equipment must be capable of full power usage and full operation with patient under full conscious sedation as opposed to anesthesia.
X3150 | Rack, Apron/Gloves, Wall Mounted | 2 | CC | Apron and gloves rack. This is a wall unit which holds aprons and gloves. The body is heavy gauge steel finish in gray or green baked enamel, glove and apron holding arms are aluminum. The unit's convenient on wall storage will prolong the useful life of your protection aprons by helping prevent damage to internal components.
6 - CS146 - IP Orthopedic Operating Room (OR), Surg Svc | 6 - CS146 - IP Orthopedic Operating Room (OR), Surg Svc | 6 - CS146 - IP Orthopedic Operating Room (OR), Surg Svc | 6 - CS146 - IP Orthopedic Operating Room (OR), Surg Svc | 6 - CS146 - IP Orthopedic Operating Room (OR), Surg Svc
JSN | NAME | QTY | ACQ/INS | DESCRIPTION
A1010 | Telecommunication Outlet | 4 | VV | Telecommunication outlet location.
A1014 | Telephone, Wall Mounted, 1 Line, With Speaker | 1 | VV | Telephone, wall mounted, 1 line, with speaker.
A1120 | Column, Service, Prefab, Surgical, Ceiling Mounted | 2 | CC | Prefabricated surgical service column. Strong 18 gauge stainless steel shell ceiling mounted unit with the following services: oxygen, nitrous oxide, nitrogen, medical air, medical vacuum, gas evacuation, electrical outlets, monitoring connectors, and IV holders. Specify type of column (fixed or retractable) and number of outlets required for each service. Size will vary with number of service outlets required. Designed to be used in the operating room, recovery and ICU-CCU rooms.
A1122 | Column, Equipment Arm, Ceiling Mounted, Surgery | 3 | CC | A ceiling mounted retractable equipment arm for use in the OR. Designed to provide equipment placement support, power receptacles including low-voltage panels, gas outlets and flat screen mounting for a surgical suite. Unit will provide a range of motion of up to 330 degrees with arm providing additional vertical movement. Units are custom configured with multiple options available. Price is based on a unit with two (double) retractable arms. Also available are units for use in anesthesia, ICU and ER.
A1130 | Cabinet, Control, Nitrogen | 2 | CC | Nitrogen control cabinet. Unit consists of supply cut-off valve, supply pressure gauge, pressure regulator (adjustable 0 to 200 PSI), outlet pressure gauge, nitrogen outlet and connection to surgical gas column. Specify recessed or surface mounting. Designed for powering surgical pneumatic tools.
A4015 | Clock, Elapsed Time, Electric | 1 | CC | Elapsed time digital electric clock. Single display time that can be used either as a clock or elapsed time indicator. Clock consists of buttons to set minutes, and hours for the time. For use in operating and delivery room, and medical service columns. Analog or digital displays may be provided as specified by the user.
A5077 | Dispenser, Hand Sanitizer, Hands-Free | 2 | VV | A touch free wall-mounted hand sanitizer dispenser. For use throughout a healthcare facility. Unit does not include the sanitizing liquid. Units are battery operated.
A5104 | Cart, Medical Waste Disposal, Mobile w/Foot Pedal | 1 | VV | Mobile molded cart with foot pedal, to house 18-24 gal sharps disposal container. Lid lift or slide opens easily with foot-operated pedal. Lid may remain closed when not in use to reduce exposure to contents. Ergonomic handle is telescopic. Heavy containers can be removed from the side with minimal lifting. Meets requirements of OSHA 29 CFR 1910.130.
A5107 | Dispenser, Glove, Surgical/Examination, Wall Mntd | 2 | VV | Examination three (Small Medium, Large) glove dispenser box for wall mounting. Fabricated of either cold rolled steel with a white baked enamel finish, plastic or acrylic. Hardware not included, Option 3 powder coated steel.
A5108 | Waste Disposal Unit, Sharps | 1 | VV | A container for collecting and transporting syringes and other sharps for decontamination and disposal. Available in 2 gallon and 8 gallon with locking rotor. Complies with OSHA regulations for handling sharps.
A5212 | Bracket, Television, Wall-Mounted, Tilt/Angle | 2 | VV | A wall mounted, tilt/angled TV bracket for 37" to 80" TVs. Mount will be a universal and VESA compliant unit with a load capacity of up to 130 lbs.
E0954 | Cart, Emergency, Mobile, 66"H x 32"W x 22"D | 1 | VV | THIS TYPICAL INCLUDES: 1 Cart body, style-A narrow, w/raised edge top 1 Accessory rail, side 1 Accessory rail, back 1 Defibrillator tray 1 IV pole 1 Breakaway bar 1 Flip-up shelf 1 Wastebasket 1 Oxygen tank holder 1 Electrical box-4 outlet 1 Cord wrap 4 Drawer, 3"H 3 Drawer, 6"H Drawer organizer bins.
F0355 | Footstool, Straight | 4 | VV | Step stool. Used to assist patients getting on and off exam or surgical tables. Fitted with electrically conductive rubber tips.
F3050 | Whiteboard, Dry Erase | 1 | VV | Whiteboard unit, approximately 36" H x 48" W consisting of a white porcelain enamel writing surface with an attached chalk tray. Magnetic surface available. Image can be easily removed with a standard chalkboard eraser. For use with water color pens. Unit is ready to hang.
F3200 | Clock, Battery, 12" Diameter | 1 | VV | Clock, 12" diameter. Round surface, easy to read numbers with sweep second hand. Wall mounted unit for use when impractical to install a fully synchronized clock system. Battery operated, (batteries not included).
M0630 | Anesthesia Apparatus, 3 Gas | 1 | VV | Three gas anesthesia apparatus. Basic unit consists of steel cabinet with casters with one shallow, one medium, and one deep drawer, seven long scale eleven-inch flowmeters, five cylinder yokes, and telescoping absorber post. It includes two-canister model carbon dioxide absorber with inhalation and exhalation check valves, switch valve, switch valve elbow, sidearm Vernitrol, flow calculator, mounting kit, ventilator calculator, ventilator and an oxygen piping inlet. Also features nitrous oxide fail safe valve kit, aspirator kit, gas evacuator with vacuum and a flow meter safety cover. Used to dispense a mixture of gases during surgical procedures.
M0750 | Flowmeter, Air, Connect w/50 PSI Supply | 2 | VV | Air flowmeter. Unit has a stainless steel needle valve with clear flowtube for connection to 50 PSI air outlet from central pipeline system. Requires the appropriate adapter for connection to the wall outlet and fitting to connect to tubing. Database prices reflect fittings with an attached DISS power outlet. Other outlet and adapter configurations are available.
M0755 | Flowmeter, Oxygen, Low Flow | 4 | VV | Oxygen flowmeter. Consists of a clear crystal flowtube calibrated to 3.5 or 8 LPM depending on manufacturer. For oxygen regulation in hospital settings. Database pricing includes DISS fitting and DISS power outlet and wall adapter. Other fitting and adapter configurations are available.
M0765 | Regulator, Vacuum | 14 | VV | Vacuum pressure regulator for connection to central piped vacuum system. Standard display scale is graduated at least from 0 to 200 mm Hg of vacuum. Displays on specialized regulators may cover other vacuum ranges. Regulator type (continuous, intermittent, continuous/intermittent, surgical, pediatric, thoracic, etc.) as required. To be used in delivery, neonatal, pediatrics or any area where suction is required. Database pricing reflects continuous regulators graduated to 200 mm Hg with a full line vacuum selection switch and DISS configured inlets and outlets.
M1801 | Computer, Microprocessing, w/Flat Panel Monitor | 2 | VV | Desk top microprocessing computer. The unit shall consist of a central processing mini tower, flat panel monitor, keyboard, mouse and speakers. The system shall have the following minimum characteristics: a 2.8 GHz Pentium processor; 512 MB memory; 80GB hard drive; 32/48x CD-ROMDVD combo; 1.44MB network interface card; video 32 MB NVIDIA; a 18 inch flat panel monitor. The computer is used throughout the facility to input, manipulate and retrieve information.
M3070 | Hamper, Linen, Mobile, w/Lid | 2 | VV | Mobile linen hamper with hand or foot operated lid. Made of heavy tubular stainless steel with heavy gauge welded steel platform. Holds 25" hamper bags. Mounted on ball bearing casters. For linen transport in hospitals and clinics.
M3072 | Frame, Infectious Waste Bag w/Lid | 1 | VV | Frame for an infectious waste collection bag. Made of heavy tubular stainless steel with heavy gauge welded steel platform. Adjust to hold 18" or 25" trash bags. Mounted on ball bearing casters and includes permanently mounted hinged lid. Provides means of bagging infectious waste at point of waste generation.
M3080 | Cabinet, Instrument, CRS, 2 Glass Door, 6 Shelf | 2 | VV | Non-magnetic stainless steel instrument cabinet with two glass doors and six shelves (five adjustable). Cabinet body has a single storage compartment and seamless welded face. Shelf heights are adjustable on full length perforated strips mounted to the back and inside front cabinet corners. Cabinet is mounted on glides or casters. Cabinet may be covered by a sloping top.
M3150 | Distribution System, Medication, Automatic | 1 | VV | An automated dispensing system that provides controlled dispensing, inventory and security. Size and cost will vary dependent on number of modules selected.
M3175 | Electrosurgical Unit, Dual Output | 1 | VV | Dual output electrosurgical unit. Solid state power source with foot switch jacks, monopolar and bipolar outputs, and four independent modes of operation. Used in the operating room or surgicenter as an alternative to the scalpel for cutting tissue.
M4255 | Stand, IV, Adjustable | 3 | VV | Adjustable IV stand with 4-hook arrangement. Stand has stainless steel construction with heavy weight base. It adjusts from 66 inches to 100 inches and is mounted on conductive rubber, ball bearing, swivel casters. Stand is used for administering intravenous solutions.
M4266 | Pump, Volumetric, Infusion, Multiple Line | 3 | VV | Volumetric infusion pump. Pump is self-regulating with automatic sensor and adjustable rate. Equipped with visual and audible alarms and up to 10 hour capacity battery. For the administration of a wide variety of therapeutic agents where precise control is required. Unit provides individual control to IV lines simultaneously.
M4280 | Pump, Pneumatic Stocking/Cuff | 1 | VV | Pneumatic stocking/cuff pump. Pump provides alternating pressure to pneumatic stockings for reduction of the threat of deep vein thrombophlebitis in post operative patients. May also be used in the CCU for rotating cuff therapy for reduction of peripheral circulation in congestive heart failure patients.
M4287 | Irrigation System, Surgical | 1 | VV | High flow surgical irrigation pump up 2.5l/min, available in single and double flow.
M4645 | Patient Transfer Device | 1 | VV | A patient transfer board designed to make lateral patient transfers safer for staff and be more comfortable for the patients. The board uses a smooth, low friction and static free surface to eliminate the need for metal rollers. The board has a soft foam core that makes them lightweight for ease of use and storage. The long board device also enables the transfer of a patient in the seated or Fowler position. The boards come in three sizes with the long board being foldable. The dimensions and price are for the long wide board.
M4815 | Hypo/Hyperthermia Unit, Automatic/Manual, Mobile | 1 | VV | Automatic/manual hypo/hyperthermia unit. Sealed refrigeration system. Microprocessor controlled with multiple alarm system constantly monitoring temperature and water levels. Cabinet type unit. Designed to regulate body temperature by application of water-filled hypothermia blankets.
M4816 | Warming Unit, Patient, Automatic/Manual, Air | 1 | VV | Automatic/manual patient warming unit. Unit delivers a flow of warmed air through a perforated plastic blanket. Used primarily for postoperative patients to speed recovery of normal body temperature.
M5030 | Stool, Surgeon, Revolving | 2 | VV | Revolving stool. Consists of a padded upholstered seat with height adjustment. Unit rotates and is mounted on ball bearing swivel casters. Designed for use in examinations, treatment, and surgical procedures.
M5512 | Laser, Smoke Evacuator | 1 | VV | Filtration system used in conjunction with laser operations to remove surgical laser plume. The unit includes a pneumatic foot switch, disposable 0.12 micron HEPA primary filters, a secondary 0.12 micron ULPA/carbon filter, disposable funnels, reducer fittings and connector hoses.
M7475 | Light, Surgical, Ceiling Mounted, Single, Large | 1 | VC | Ceiling mounted surgical light generally 30-34" or larger in diameter depending on manufacturer. Light head is suspended from the ceiling by a mounting plate and pole. Light head contains several individual pods each with its own light source. Unit also has a detachable sterilizable handle. Minimum ceiling height for most models is 8'-9"; check the manufacturers' specific recommendations. Height dimension below refers to the height of the lamp housing. Width and depth are the length of the swing arm plus the light head diameter. This light is suitable for dual site surgery.
M7490 | Light, Surg, Ceiling Mtd, Dual, Unequal Dia Heads | 1 | VC | Dual head surgical light ceiling mounted from a single pole. Unit has two lamp heads of differing sizes mounted on individual swing arms. Unit features multiple lighting pods in each lamp head, deep cavity illumination, color-corrected light, intensity control and sterilizable handles. Refer to the manufacturers' specifications for minimum ceiling heights and installation data. The database height dimension below refers to the height of the lamp head itself. The width and depth measurements are the larger of the two sums of the swing arm length and the head diameter. For use in general purpose surgical suites.
M7650 | Defibrillator/Monitor, Acute Care | 1 | VV | Portable defibrillator/monitor for acute care includes biphasic defibrillator, pacing, SPO2, Interpretive 12-lead, NIBP monitoring, EtCO2 monitoring, Invasive pressure monitoring, Vital Sign monitoring, temperature probe, Fax transmission, PCMCIA Data Cards, Paddle accessories, and a color LCD.
M7801 | Monitor, Medical Grade 26 - 42" | 4 | VV | LED HD monitor capable of displaying medical grade images. Monitor's size is 26-42".
M7802 | Monitor, Medical Grade 55-65" | 2 | VV | LED HD monitor capable of displaying medical grade images. Monitor' size is 55 - 65".
M7845 | Monitor, Physiological, Bedside, 4 Channel | 1 | VV | 4 channel bedside physiological monitor. The unit consist of a four-channel non-fade monochrome display monitor, an alarm system and printer-recording capabilities. The monitor has color coded controls and automatic calibration. The unit displays up to four waveforms simultaneously. The parameters to be monitored are user selectable. The monitor may be connected to a central monitoring station. The unit monitors patients in most acute care areas, step-down units, procedure rooms and emergency rooms.
M8551 | Light Source, Fiberoptic Headlamp | 1 | VV | Fiberoptic light source for surgical headlamps. This unit provides color corrected light for surgical procedures where photography is not required.
M8606 | Endoscopy Cart, Fiberoptic, w/Video Accessories | 1 | VV | Endoscopy cart with video and print capabilities for use with fiberoptic (direct vision) endoscopes. This cart does not work with videoscopes. System takes optical images from a single endoscope and directly records them or converts them to digital signals for recording. A typical system cart includes the cart, a light source, an insufflator, a suction unit, a heat probe unit, an electrosurgical apparatus, a digital camera converter or color video camera, a camera controller, a monitor, a video/DVD recorder and a color printer. This JSN does not include the endoscope; refer to the endoscopes at JSNs M8500-M8550. Each cart can support one or more types of endoscope and should be specifically tailored to its intended use(s). This cart can be configured to interface with a network endoscopy information management system; refer to JSN M8600. Database physical information and pricing is for a higher cost system containing one of each of the above components.
M8800 | Cart, Anesthesia | 1 | VV | Mobile anesthesia cart. The cart shall be built of stainless steel or other appropriate material and mounted on 4" casters for easy mobility. It shall be capable of being equipped with bottle holders, adjustable IV pole, storage drawers, shelves and a top bar/rail.
M8810 | Stand, Mayo | 2 | VV | Adjustable instrument table. Table is corrosion resistant stainless steel construction and is mounted on two casters with two skid rails. It has telescopic upright adjusts from 39 inches to 60 inches with automatic locking device, and removable 13"x19" instrument tray. Designed for use in operating and procedure rooms.
M8825 | Table, Instrument/Dressing, CRS, approx. 36x20x34 | 1 | VV | Instrument and dressing table. Made of corrosion resistant stainless steel with a sound deadened top. Includes guard rail, shelf and two side-by-side drawers. The table is mounted on swivel, ball-bearing casters.
M8830 | Table, Instrument/Dressing, Mobile | 1 | VV | Mobile instrument/dressing table, approximately 34" H x 20" W x 16" D Corrosion resistant stainless steel mobile table with sound-deadening shelf and drawer. Unit is mounted on 2" casters. Designed for all purpose use in the hospital or clinic.
M8840 | Table, Back, Instrument/Dressing | 2 | VV | A specialty back table for large cases such as orthopedics, spinal fusions, neuro and craniotomies. The table has a pneumatic tuck-away cantilevered shelf which can hold multiple trays and is angled for clear observation of instruments. It comes with 4" diameter heavy-duty ball bearing brake/swivel casters. Construction is all stainless steel.
M8900 | Carriage, Pail, CRS, Without Pail | 2 | VV | Carriage, pail (kick bucket) CRS. Consists of a stainless steel ring type carriage mounted on ball bearing casters. Includes circular non-marring bumper. For use in the surgical operating room.
M8905 | Pail, Utility, CRS, With Carriage | 2 | VV | Utility pail (kick bucket). Shall be a stainless steel 12 quart bucket for use in surgical operating rooms.
M8910 | Cart, Surgical Case | 2 | VV | Surgical case cart. Unit consists of two hinged cabinet sections, each section equipped with two pull-out shelves with stops. The entire unit is mounted on four heavy duty conductive swivel casters. Used to transport surgical packs and supplies to surgery and soiled items back to central supply.
M8920 | Stand, Basin, CRS, Mobile, Double | 3 | VV | CRS, mobile, double basin stand with shelf. Stainless steel corrosion resistant frame constructed from two continuous inverted "U" shaped tubes, forming four legs and mounted on casters. Circular rings welded to top receive two removable 8 quart stainless steel basins. For open heart and other procedures.
M8925 | Stand, Basin, CRS, Mobile, Single | 1 | VV | Mobile single basin stand with shelf. The stand shall be constructed of tubular stainless steel and mounted on 2" swivel casters. Shall include a shelf and an 8 quart stainless steel basin. Intended for use in ORs and treatment areas.
M8940 | Stool, Anesthesia, With Back | 2 | VV | Anesthesia stool with back. All stainless steel with well-curved back panel and wide conductive seat. Designed for the anesthesiologist during surgical procedures.
M8950 | Warmer, Blood | 2 | VV | Unit consists of a temperature regulated water bath, circulating fluid, or dry heat with controls and an audible high temperature alarm. The warmer provides a stable environment for the controlled warming of blood or other fluids prior to being transfused to a patient.
M8970 | Warmer, Blood, High Volume | 1 | VV | Unit contains a proportional controller to regulate temperature in the heat exchanger and an audible high temperature alarm. Designed to provide a stable temperature for the controlled warming of blood or other fluids prior to being transfused to a patient. Unit may be a cuff type or circulating water heat exchanger.
M9075 | Table, Operating, Fracture, Orthopedic | 1 | VV | Orthopedic and fracture repair operating table. Pedestal type table with 400 pound lifting capacity. Equipped with hydraulic controls, rotating perineal post, pelvic supports and radiographic accessories. Mounted on locking swivel casters. Accessories available to accommodate pediatric patients. Designed for casting procedures as well as orthopedic surgical procedures.
M9110 | Table, Operating, 5 or 6 Section, Trauma | 1 | VV | Pedestal type, 5 or 6 section, operating table. Pedestal table, mounted on a solid base with casters and locks. Table top surface is fabricated from radio-translucent and conductive panels and is equipped with cassette tunnels in each of the table top sections. Table includes: Electro-hydraulic controls, side rail locking system, grounding receptacle and dual arm support section. It is designed for use in the operating room in a variety of surgical procedures. Table is configured to address the needs of trauma surgery.
S9755 | Suction System, Surgical, Mobile Rover Unit | 1 | VV | Surgical fluid waste management system with powered IV pole and smoke evacuation. Portable waste collection unit, for use with Docking Station (specified separately). Dual canisters (one 4L and one 20L), two levels of suction: 2-21in/Hg, fluid readout, 3 different port sizes for smoke tubing.
X4890 | Rad/Fluoro Unit, Digital, Mobile, C-Arm | 1 | VV | This system is a high quality radiographic/fluoroscopic mobile digital C-arm for use in orthopedics, general surgery, urology, vascular, neurosurgery, neurovascular and cardiovascular procedures. This units characteristics and components include a high frequency x-ray generator with single or dual focus x-ray tube unit, 9” or 12” multi-field image intensifier, dual 16” monitors, real time digital imaging and last image hold capabilities. The system shall be DICOM 3.0 or latest version, compatible, for easy linkage to filmless image management systems and review stations.
7 - CS147 - IP Orthopedic OR Equipment Room, Surg Svc | 7 - CS147 - IP Orthopedic OR Equipment Room, Surg Svc | 7 - CS147 - IP Orthopedic OR Equipment Room, Surg Svc | 7 - CS147 - IP Orthopedic OR Equipment Room, Surg Svc | 7 - CS147 - IP Orthopedic OR Equipment Room, Surg Svc
JSN | NAME | QTY | ACQ/INS | DESCRIPTION
A1010 | Telecommunication Outlet | 1 | VV | Telecommunication outlet location.
A1012 | Telephone, Wall Mounted, 1 Line | 1 | VV | Telephone, wall mounted, 1 line.
E0942 | Cart, Cast, Mobile, 36"H x 46"W x 22"D | 1 | VV | THIS TYPICAL INCLUDES: 1 Cart Body, Style-A Narrow, w/Raised Edge Top 2 Accessory Rail, Side 1 Wastebasket 1 Flip-up Shelf 2 Drawers, 3"H 1 Drawer, 6"H Drawer Organizer Bins
E0963 | Cart, General Storage, Mobile | 1 | VV | Mobile General Storage Cart, approximately 72"H x 23"W x 22"D. THIS TYPICAL INCLUDES: 1 Locker Storage Container on Wheels, w/Solid Door 3 Tray/Shelves 2 Drawers, 3"H 4 Drawers, 6"H 1 Tray/Shelf Divider Drawer Organizer Bins
M4285 | Pump, Pneumatic Tourniquet | 2 | VV | A pneumatic tourniquet consisting of an inflatable cuff, a compressed gas source and an instrument which can automatically monitor and control cuff pressure. Designed for use in surgery to control blood occlusion levels during limb surgery. Visual and audible alarms activate when an unsafe condition is detected.
M9075 | Table, Operating, Fracture, Orthopedic | 1 | VV | Orthopedic and fracture repair operating table. Pedestal type table with 400 pound lifting capacity. Equipped with hydraulic controls, rotating perineal post, pelvic supports and radiographic accessories. Mounted on locking swivel casters. Accessories available to accommodate pediatric patients. Designed for casting procedures as well as orthopedic surgical procedures.
X3150 | Rack, Apron/Gloves, Wall Mounted | 2 | CC | Apron and gloves rack. This is a wall unit which holds aprons and gloves. The body is heavy gauge steel finish in gray or green baked enamel, glove and apron holding arms are aluminum. The unit's convenient on wall storage will prolong the useful life of your protection aprons by helping prevent damage to internal components.
8 - CS156 - IP Cardiothoracic Operating Room (OR), Surg Svc | 8 - CS156 - IP Cardiothoracic Operating Room (OR), Surg Svc | 8 - CS156 - IP Cardiothoracic Operating Room (OR), Surg Svc | 8 - CS156 - IP Cardiothoracic Operating Room (OR), Surg Svc | 8 - CS156 - IP Cardiothoracic Operating Room (OR), Surg Svc
JSN | NAME | QTY | ACQ/INS | DESCRIPTION
A1010 | Telecommunication Outlet | 2 | VV | Telecommunication outlet location.
A1014 | Telephone, Wall Mounted, 1 Line, With Speaker | 1 | VV | Telephone, wall mounted, 1 line, with speaker.
A1120 | Column, Service, Prefab, Surgical, Ceiling Mounted | 2 | CC | Prefabricated surgical service column. Strong 18 gauge stainless steel shell ceiling mounted unit with the following services: oxygen, nitrous oxide, nitrogen, medical air, medical vacuum, gas evacuation, electrical outlets, monitoring connectors, and IV holders. Specify type of column (fixed or retractable) and number of outlets required for each service. Size will vary with number of service outlets required. Designed to be used in the operating room, recovery and ICU-CCU rooms.
A1122 | Column, Equipment Arm, Ceiling Mounted, Surgery | 4 | CC | A ceiling mounted retractable equipment arm for use in the OR. Designed to provide equipment placement support, power receptacles including low-voltage panels, gas outlets and flat screen mounting for a surgical suite. Unit will provide a range of motion of up to 330 degrees with arm providing additional vertical movement. Units are custom configured with multiple options available. Price is based on a unit with two (double) retractable arms. Also available are units for use in anesthesia, ICU and ER.
A1130 | Cabinet, Control, Nitrogen | 3 | CC | Nitrogen control cabinet. Unit consists of supply cut-off valve, supply pressure gauge, pressure regulator (adjustable 0 to 200 PSI), outlet pressure gauge, nitrogen outlet and connection to surgical gas column. Specify recessed or surface mounting. Designed for powering surgical pneumatic tools.
A4015 | Clock, Elapsed Time, Electric | 1 | CC | Elapsed time digital electric clock. Single display time that can be used either as a clock or elapsed time indicator. Clock consists of buttons to set minutes, and hours for the time. For use in operating and delivery room, and medical service columns. Analog or digital displays may be provided as specified by the user.
A5077 | Dispenser, Hand Sanitizer, Hands-Free | 2 | VV | A touch free wall-mounted hand sanitizer dispenser. For use throughout a healthcare facility. Unit does not include the sanitizing liquid. Units are battery operated.
A5104 | Cart, Medical Waste Disposal, Mobile w/Foot Pedal | 1 | VV | Mobile molded cart with foot pedal, to house 18-24 gal sharps disposal container. Lid lift or slide opens easily with foot-operated pedal. Lid may remain closed when not in use to reduce exposure to contents. Ergonomic handle is telescopic. Heavy containers can be removed from the side with minimal lifting. Meets requirements of OSHA 29 CFR 1910.130.
A5107 | Dispenser, Glove, Surgical/Examination, Wall Mntd | 2 | VV | Examination three (Small Medium, Large) glove dispenser box for wall mounting. Fabricated of either cold rolled steel with a white baked enamel finish, plastic or acrylic. Hardware not included, Option 3 powder coated steel.
A5108 | Waste Disposal Unit, Sharps | 1 | VV | A container for collecting and transporting syringes and other sharps for decontamination and disposal. Available in 2 gallon and 8 gallon with locking rotor. Complies with OSHA regulations for handling sharps.
A5212 | Bracket, Television, Wall-Mounted, Tilt/Angle | 2 | VV | A wall mounted, tilt/angled TV bracket for 37" to 80" TVs. Mount will be a universal and VESA compliant unit with a load capacity of up to 130 lbs.
E0948 | Cart, General Storage, Mobile, 42"H x 32"W x 22"D | 1 | VV | THIS TYPICAL INCLUDES: 1 Cart Body, Style-A Narrow, w/Raised Edge Top 2 Drawers, 3" H 4 Drawers, 6" H 1 Accessory Rail, Side Drawer Organizer Bins
E0954 | Cart, Emergency, Mobile, 66"H x 32"W x 22"D | 1 | VV | THIS TYPICAL INCLUDES: 1 Cart body, style-A narrow, w/raised edge top 1 Accessory rail, side 1 Accessory rail, back 1 Defibrillator tray 1 IV pole 1 Breakaway bar 1 Flip-up shelf 1 Wastebasket 1 Oxygen tank holder 1 Electrical box-4 outlet 1 Cord wrap 4 Drawer, 3"H 3 Drawer, 6"H Drawer organizer bins.
E0963 | Cart, General Storage, Mobile | 1 | VV | Mobile General Storage Cart, approximately 72"H x 23"W x 22"D. THIS TYPICAL INCLUDES: 1 Locker Storage Container on Wheels, w/Solid Door 3 Tray/Shelves 2 Drawers, 3"H 4 Drawers, 6"H 1 Tray/Shelf Divider Drawer Organizer Bins
F0355 | Footstool, Straight | 4 | VV | Step stool. Used to assist patients getting on and off exam or surgical tables. Fitted with electrically conductive rubber tips.
F3050 | Whiteboard, Dry Erase | 1 | VV | Whiteboard unit, approximately 36" H x 48" W consisting of a white porcelain enamel writing surface with an attached chalk tray. Magnetic surface available. Image can be easily removed with a standard chalkboard eraser. For use with water color pens. Unit is ready to hang.
F3200 | Clock, Battery, 12" Diameter | 1 | VV | Clock, 12" diameter. Round surface, easy to read numbers with sweep second hand. Wall mounted unit for use when impractical to install a fully synchronized clock system. Battery operated, (batteries not included).
L0221 | Analyzer, Blood, Portable, Hand Held | 1 | VV | Handheld point-of-care testing analyzer. Utilizes single-use, disposable cartridges for diagnostic testing to include: Blood gases, electrolytes and chemistries, lactate, coagulation, hematology, and cardiac markers.
L1095 | Cell Saver, Autologous Blood Recovery | 1 | VV | Autologous blood recovery system, also known as a "Cell Saver." Used in the operating room and laboratory to wash extravascular blood free of debris, clots, etc., and to make the blood safe for re-infusion into the patient.
M0630 | Anesthesia Apparatus, 3 Gas | 1 | VV | Three gas anesthesia apparatus. Basic unit consists of steel cabinet with casters with one shallow, one medium, and one deep drawer, seven long scale eleven-inch flowmeters, five cylinder yokes, and telescoping absorber post. It includes two-canister model carbon dioxide absorber with inhalation and exhalation check valves, switch valve, switch valve elbow, sidearm Vernitrol, flow calculator, mounting kit, ventilator calculator, ventilator and an oxygen piping inlet. Also features nitrous oxide fail safe valve kit, aspirator kit, gas evacuator with vacuum and a flow meter safety cover. Used to dispense a mixture of gases during surgical procedures.
M0750 | Flowmeter, Air, Connect w/50 PSI Supply | 4 | VV | Air flowmeter. Unit has a stainless steel needle valve with clear flowtube for connection to 50 PSI air outlet from central pipeline system. Requires the appropriate adapter for connection to the wall outlet and fitting to connect to tubing. Database prices reflect fittings with an attached DISS power outlet. Other outlet and adapter configurations are available.
M0755 | Flowmeter, Oxygen, Low Flow | 6 | VV | Oxygen flowmeter. Consists of a clear crystal flowtube calibrated to 3.5 or 8 LPM depending on manufacturer. For oxygen regulation in hospital settings. Database pricing includes DISS fitting and DISS power outlet and wall adapter. Other fitting and adapter configurations are available.
M0765 | Regulator, Vacuum | 17 | VV | Vacuum pressure regulator for connection to central piped vacuum system. Standard display scale is graduated at least from 0 to 200 mm Hg of vacuum. Displays on specialized regulators may cover other vacuum ranges. Regulator type (continuous, intermittent, continuous/intermittent, surgical, pediatric, thoracic, etc.) as required. To be used in delivery, neonatal, pediatrics or any area where suction is required. Database pricing reflects continuous regulators graduated to 200 mm Hg with a full line vacuum selection switch and DISS configured inlets and outlets.
M1801 | Computer, Microprocessing, w/Flat Panel Monitor | 2 | VV | Desk top microprocessing computer. The unit shall consist of a central processing mini tower, flat panel monitor, keyboard, mouse and speakers. The system shall have the following minimum characteristics: a 2.8 GHz Pentium processor; 512 MB memory; 80GB hard drive; 32/48x CD-ROMDVD combo; 1.44MB network interface card; video 32 MB NVIDIA; a 18 inch flat panel monitor. The computer is used throughout the facility to input, manipulate and retrieve information.
M3070 | Hamper, Linen, Mobile, w/Lid | 2 | VV | Mobile linen hamper with hand or foot operated lid. Made of heavy tubular stainless steel with heavy gauge welded steel platform. Holds 25" hamper bags. Mounted on ball bearing casters. For linen transport in hospitals and clinics.
M3072 | Frame, Infectious Waste Bag w/Lid | 1 | VV | Frame for an infectious waste collection bag. Made of heavy tubular stainless steel with heavy gauge welded steel platform. Adjust to hold 18" or 25" trash bags. Mounted on ball bearing casters and includes permanently mounted hinged lid. Provides means of bagging infectious waste at point of waste generation.
M3080 | Cabinet, Instrument, CRS, 2 Glass Door, 6 Shelf | 1 | VV | Non-magnetic stainless steel instrument cabinet with two glass doors and six shelves (five adjustable). Cabinet body has a single storage compartment and seamless welded face. Shelf heights are adjustable on full length perforated strips mounted to the back and inside front cabinet corners. Cabinet is mounted on glides or casters. Cabinet may be covered by a sloping top.
M3109 | Electrosurgical/Coagulator, Argon Plasma | 1 | VV | An electrosurgical generator with an argon plasma coagulator and APC pulsed mode. This feature auto-regulates beam ignition and provides automatic dosing of power for increased control. The plug and play digital instrument recognition technology automatically configures the entire system to preprogrammed procedural parameters.
M3150 | Distribution System, Medication, Automatic | 1 | VV | An automated dispensing system that provides controlled dispensing, inventory and security. Size and cost will vary dependent on number of modules selected.
M3175 | Electrosurgical Unit, Dual Output | 1 | VV | Dual output electrosurgical unit. Solid state power source with foot switch jacks, monopolar and bipolar outputs, and four independent modes of operation. Used in the operating room or surgicenter as an alternative to the scalpel for cutting tissue.
M4250 | Pump, Syringe, Infusion | 2 | VV | The infusion syringe pump ensures highly accurate volume delivery and consistent flow for small volumes (<50 ml) of pharmacologic agents or thick feeding solutions. It shall be small, lightweight construction, making it transportable. Shall have menu-driven programming capable of flow rates (e.g. 0.1 or 1.0 mL/hr) that are intended for long-term bedside use and/or critical care patient transport, plunger positioning sensor, LCD display for easy viewing, volume limit programming to serve as a convenient cue of volume or dose delivery completion and multiple delivery modes for all applications requiring precisely controlled infusion rates. The infusion pump shall have automatic syringe size sensing which will give the flexibility to accept a wide range of syringe sizes (up to 60 mL) from different manufacturers. Shall be battery powered/AC adapter.
M4255 | Stand, IV, Adjustable | 2 | VV | Adjustable IV stand with 4-hook arrangement. Stand has stainless steel construction with heavy weight base. It adjusts from 66 inches to 100 inches and is mounted on conductive rubber, ball bearing, swivel casters. Stand is used for administering intravenous solutions.
M4266 | Pump, Volumetric, Infusion, Multiple Line | 3 | VV | Volumetric infusion pump. Pump is self-regulating with automatic sensor and adjustable rate. Equipped with visual and audible alarms and up to 10 hour capacity battery. For the administration of a wide variety of therapeutic agents where precise control is required. Unit provides individual control to IV lines simultaneously.
M4280 | Pump, Pneumatic Stocking/Cuff | 1 | VV | Pneumatic stocking/cuff pump. Pump provides alternating pressure to pneumatic stockings for reduction of the threat of deep vein thrombophlebitis in post operative patients. May also be used in the CCU for rotating cuff therapy for reduction of peripheral circulation in congestive heart failure patients.
M4287 | Irrigation System, Surgical | 1 | VV | High flow surgical irrigation pump up 2.5l/min, available in single and double flow.
M4645 | Patient Transfer Device | 1 | VV | A patient transfer board designed to make lateral patient transfers safer for staff and be more comfortable for the patients. The board uses a smooth, low friction and static free surface to eliminate the need for metal rollers. The board has a soft foam core that makes them lightweight for ease of use and storage. The long board device also enables the transfer of a patient in the seated or Fowler position. The boards come in three sizes with the long board being foldable. The dimensions and price are for the long wide board.
M4809 | Heart / Lung Machine, Portable | 1 | VV | A Portable multi-function heart-lung support system designed to treat patients needing extended respiratory and circulatory support. The device is a compact and light-weight system used for transporting patients while on circulatory and/or pulmonary support, up to 6 hours.
M4811 | Pump, Intra-Aortic, Balloon | 1 | VV | Intra-aortic balloon pump. Item is used to treat cardiogenic shock resulting from extensive myocardial injury or damage. The pump shall function from line or battery power and is to be a mobile unit. It contains physiological monitoring, pacing, and pumping capabilities. It requires minimal set-up time and has immediate pumping capability. Adjustments can be accomplished without interruption of pumping. The monitor can be mounted remotely for the clinicians convenience and permits viewing of both cardio-pulmonary bypass and intra-aortic balloon pump simultaneously. The pump is designed for use in the critical care unit, operating room, cardiac cath lab and during transport.
M4812 | Pacemaker, Single Chamber, External, Temporary | 1 | VV | A single chamber, external temporary pacemaker designed to provide acute therapeutic, prophylactic, and diagnostic pacing support. It is capable of operating in the demand or asynchronous modes and includes adjustable rate, output, and sensing controls. Battery operated.
M4815 | Hypo/Hyperthermia Unit, Automatic/Manual, Mobile | 2 | VV | Automatic/manual hypo/hyperthermia unit. Sealed refrigeration system. Microprocessor controlled with multiple alarm system constantly monitoring temperature and water levels. Cabinet type unit. Designed to regulate body temperature by application of water-filled hypothermia blankets.
M4816 | Warming Unit, Patient, Automatic/Manual, Air | 1 | VV | Automatic/manual patient warming unit. Unit delivers a flow of warmed air through a perforated plastic blanket. Used primarily for postoperative patients to speed recovery of normal body temperature.
M5030 | Stool, Surgeon, Revolving | 2 | VV | Revolving stool. Consists of a padded upholstered seat with height adjustment. Unit rotates and is mounted on ball bearing swivel casters. Designed for use in examinations, treatment, and surgical procedures.
M5512 | Laser, Smoke Evacuator | 1 | VV | Filtration system used in conjunction with laser operations to remove surgical laser plume. The unit includes a pneumatic foot switch, disposable 0.12 micron HEPA primary filters, a secondary 0.12 micron ULPA/carbon filter, disposable funnels, reducer fittings and connector hoses.
M7490 | Light, Surg, Ceiling Mtd, Dual, Unequal Dia Heads | 2 | VC | Dual head surgical light ceiling mounted from a single pole. Unit has two lamp heads of differing sizes mounted on individual swing arms. Unit features multiple lighting pods in each lamp head, deep cavity illumination, color-corrected light, intensity control and sterilizable handles. Refer to the manufacturers' specifications for minimum ceiling heights and installation data. The database height dimension below refers to the height of the lamp head itself. The width and depth measurements are the larger of the two sums of the swing arm length and the head diameter. For use in general purpose surgical suites.
M7650 | Defibrillator/Monitor, Acute Care | 1 | VV | Portable defibrillator/monitor for acute care includes biphasic defibrillator, pacing, SPO2, Interpretive 12-lead, NIBP monitoring, EtCO2 monitoring, Invasive pressure monitoring, Vital Sign monitoring, temperature probe, Fax transmission, PCMCIA Data Cards, Paddle accessories, and a color LCD.
M7665 | Defibrillator/Monitor/Recorder Automatic | 1 | VV | Portable defibrillator-monitor-recorder with built in advisory protocol. Unit is designed for use by ambulance crews and cardiac arrest teams where a physician will not be available to determine if defibrillation is appropriate. System provides lead II ECG monitoring only, recording and logging of a resuscitation event for later review. This system provides up to 360 joules output and has an external battery charger available. Unit is sometimes referred to as an "Automatic Advisory Defibrillator" or "AAD". Unit may be line powered with an optional battery substitute pack.
M7801 | Monitor, Medical Grade 26 - 42" | 4 | VV | LED HD monitor capable of displaying medical grade images. Monitor's size is 26-42".
M7802 | Monitor, Medical Grade 55-65" | 2 | VV | LED HD monitor capable of displaying medical grade images. Monitor' size is 55 - 65".
M7818 | Monitor, Transport | 1 | VV | A light weight, rugged patient monitor for use during transport. Unit consists of a compact monitor with touchscreen display with up to 3 waveforms on a on a bright non-fading display. The unit measures ECG/respiration, NBP, SpO2, pressure, and temperature and CO2. Data can be transferred seamlessly throughout the continuum of care. Unit is approved for aeromedical use (US Army Airworthiness Certification and Evaluation (ACE) program. Battery run time of 3 hours before recharge.
M7845 | Monitor, Physiological, Bedside, 4 Channel | 1 | VV | 4 channel bedside physiological monitor. The unit consist of a four-channel non-fade monochrome display monitor, an alarm system and printer-recording capabilities. The monitor has color coded controls and automatic calibration. The unit displays up to four waveforms simultaneously. The parameters to be monitored are user selectable. The monitor may be connected to a central monitoring station. The unit monitors patients in most acute care areas, step-down units, procedure rooms and emergency rooms.
M7900 | Monitor, Anesthesia/Respiratory Gas | 1 | VV | Anesthesia/respiratory gas monitor for an operating room or suite. Unit uses mass spectrometry, infrared analysis, laser analysis or other technology for quantifying levels of anesthetic agents and normal respiratory gases. Unit consists of one stand alone unit per operating room or a central analyzer connected to remote sampling stations in several operating rooms. Central analysis units will require conduit for routing gas sampling catheters from the surgical rooms. The system includes a gas pump with backup, vacuum sensors, system display, detectors, exhaust for sampled gases, diagnostics and an alarm system with apnea detection. This equipment may not be required if its capability is already included in the anesthesia apparatus or in the patient physiological monitoring system.
M8551 | Light Source, Fiberoptic Headlamp | 2 | VV | Fiberoptic light source for surgical headlamps. This unit provides color corrected light for surgical procedures where photography is not required.
M8606 | Endoscopy Cart, Fiberoptic, w/Video Accessories | 1 | VV | Endoscopy cart with video and print capabilities for use with fiberoptic (direct vision) endoscopes. This cart does not work with videoscopes. System takes optical images from a single endoscope and directly records them or converts them to digital signals for recording. A typical system cart includes the cart, a light source, an insufflator, a suction unit, a heat probe unit, an electrosurgical apparatus, a digital camera converter or color video camera, a camera controller, a monitor, a video/DVD recorder and a color printer. This JSN does not include the endoscope; refer to the endoscopes at JSNs M8500-M8550. Each cart can support one or more types of endoscope and should be specifically tailored to its intended use(s). This cart can be configured to interface with a network endoscopy information management system; refer to JSN M8600. Database physical information and pricing is for a higher cost system containing one of each of the above components.
M8800 | Cart, Anesthesia | 1 | VV | Mobile anesthesia cart. The cart shall be built of stainless steel or other appropriate material and mounted on 4" casters for easy mobility. It shall be capable of being equipped with bottle holders, adjustable IV pole, storage drawers, shelves and a top bar/rail.
M8810 | Stand, Mayo | 2 | VV | Adjustable instrument table. Table is corrosion resistant stainless steel construction and is mounted on two casters with two skid rails. It has telescopic upright adjusts from 39 inches to 60 inches with automatic locking device, and removable 13"x19" instrument tray. Designed for use in operating and procedure rooms.
M8825 | Table, Instrument/Dressing, CRS, approx. 36x20x34 | 2 | VV | Instrument and dressing table. Made of corrosion resistant stainless steel with a sound deadened top. Includes guard rail, shelf and two side-by-side drawers. The table is mounted on swivel, ball-bearing casters.
M8830 | Table, Instrument/Dressing, Mobile | 2 | VV | Mobile instrument/dressing table, approximately 34" H x 20" W x 16" D Corrosion resistant stainless steel mobile table with sound-deadening shelf and drawer. Unit is mounted on 2" casters. Designed for all purpose use in the hospital or clinic.
M8840 | Table, Back, Instrument/Dressing | 1 | VV | A specialty back table for large cases such as orthopedics, spinal fusions, neuro and craniotomies. The table has a pneumatic tuck-away cantilevered shelf which can hold multiple trays and is angled for clear observation of instruments. It comes with 4" diameter heavy-duty ball bearing brake/swivel casters. Construction is all stainless steel.
M8900 | Carriage, Pail, CRS, Without Pail | 3 | VV | Carriage, pail (kick bucket) CRS. Consists of a stainless steel ring type carriage mounted on ball bearing casters. Includes circular non-marring bumper. For use in the surgical operating room.
M8905 | Pail, Utility, CRS, With Carriage | 3 | VV | Utility pail (kick bucket). Shall be a stainless steel 12 quart bucket for use in surgical operating rooms.
M8910 | Cart, Surgical Case | 2 | VV | Surgical case cart. Unit consists of two hinged cabinet sections, each section equipped with two pull-out shelves with stops. The entire unit is mounted on four heavy duty conductive swivel casters. Used to transport surgical packs and supplies to surgery and soiled items back to central supply.
M8920 | Stand, Basin, CRS, Mobile, Double | 1 | VV | CRS, mobile, double basin stand with shelf. Stainless steel corrosion resistant frame constructed from two continuous inverted "U" shaped tubes, forming four legs and mounted on casters. Circular rings welded to top receive two removable 8 quart stainless steel basins. For open heart and other procedures.
M8925 | Stand, Basin, CRS, Mobile, Single | 2 | VV | Mobile single basin stand with shelf. The stand shall be constructed of tubular stainless steel and mounted on 2" swivel casters. Shall include a shelf and an 8 quart stainless steel basin. Intended for use in ORs and treatment areas.
M8940 | Stool, Anesthesia, With Back | 3 | VV | Anesthesia stool with back. All stainless steel with well-curved back panel and wide conductive seat. Designed for the anesthesiologist during surgical procedures.
M8950 | Warmer, Blood | 1 | VV | Unit consists of a temperature regulated water bath, circulating fluid, or dry heat with controls and an audible high temperature alarm. The warmer provides a stable environment for the controlled warming of blood or other fluids prior to being transfused to a patient.
M8970 | Warmer, Blood, High Volume | 1 | VV | Unit contains a proportional controller to regulate temperature in the heat exchanger and an audible high temperature alarm. Designed to provide a stable temperature for the controlled warming of blood or other fluids prior to being transfused to a patient. Unit may be a cuff type or circulating water heat exchanger.
M9080 | Table, Operating, Pedestal, 5 Section | 1 | VV | Pedestal type major operating table with 5 sections. Table is mounted on a solid base with casters and locks. Table top surface is fabricated from radio-translucent, conductive panels and the larger table sections are equipped with radiographic cassette tunnels. Table includes Electro-hydraulic controls, side rail locking system, kidney elevator, grounding receptacle and dual arm support section. Designed for use in the operating room in a variety of surgical procedures.
R4785 | Ice Maker, Surgical Slush | 1 | VV | An automated surgical slush machine designed to produce a velvet soft slush to limit the likelihood of damaging tissue due to large or sharp ice particles during surgical procedures. Unit operates with a temperature range of 30 degrees F to 32 degrees F. The unit is also designed to operate quietly to not disrupt the OR environment. Casters allow for easy movement.
S9755 | Suction System, Surgical, Mobile Rover Unit | 1 | VV | Surgical fluid waste management system with powered IV pole and smoke evacuation. Portable waste collection unit, for use with Docking Station (specified separately). Dual canisters (one 4L and one 20L), two levels of suction: 2-21in/Hg, fluid readout, 3 different port sizes for smoke tubing.
X2105 | Scanner, Ultrasound, Cardiac (Echo) | 1 | VV | High definition, diagnostic ultrasound system for Radiology, Cardiology, Vascular, ob-gyn, Perinatology, and Surgical imaging applications. The unit employs curved, phased and linear array imaging technology. The system supports colorflow, pulse, continuous wave imaging modalities. On board software measurement packages available for all imaging applications. The system is DICOM 3.0 compatible, for easy linkage to filmless image management systems and review stations. In addition, a full line of probes and conventional recording devices are available.
10 - CS158 - IP Cardiothoracic OR Pump Room, Surg Svc | 10 - CS158 - IP Cardiothoracic OR Pump Room, Surg Svc | 10 - CS158 - IP Cardiothoracic OR Pump Room, Surg Svc | 10 - CS158 - IP Cardiothoracic OR Pump Room, Surg Svc | 10 - CS158 - IP Cardiothoracic OR Pump Room, Surg Svc
JSN | NAME | QTY | ACQ/INS | DESCRIPTION
A1010 | Telecommunication Outlet | 2 | VV | Telecommunication outlet location.
A1014 | Telephone, Wall Mounted, 1 Line, With Speaker | 1 | VV | Telephone, wall mounted, 1 line, with speaker.
A5075 | Dispenser, Soap, Disposable | 1 | VV | Disposable soap dispenser. One-handed dispensing operation. Designed to accommodate disposable soap cartridge and valve.
A5080 | Dispenser, Paper Towel, SS, Surface Mounted | 1 | CC | A surface mounted, satin finish stainless steel, single-fold, paper towel dispenser. Dispenser features: tumbler lock; front hinged at bottom; and refill indicator slot. Minimum capacity 400 single-fold paper towels. For general purpose use throughout the facility.
C04G0 | Cabinet, U/C/B, 2 Shelf, 2 Door, 36x36x22 | 1 | CC | Standing height under counter base cabinet with two adjustable shelves and two solid hinged doors. Also referred to as a cupboard cabinet. For general purpose use throughout the facility.
CD030 | Cabinet, W/H, 2 Shelf, 2 DO, Sloping Top, 38x30x13 | 2 | CC | Wall hung steel cabinet with two adjustable shelves, solid hinged doors, and sloping top. Also referred to as a solid hinged double door wall case. For general purpose use throughout the facility.
CS230 | Sink, SS, Double Compartment, 10x14x16 ID | 1 | CC | Double compartment stainless steel sink, drop-in, self-rimming, ledge-type, connected with a drain and provided with a mixing faucet. It shall also be provided with pre-punched fixture holes on 4" center, integral back ledge to accommodate deck-mounted fixtures, brushed/polished interior and top surfaces, and sound deadened. Recommended for use in suspended or U/C/B sink cabinets having a high plastic laminate or Chemsurf laminate countertop/work surface. Coordinate actual outside sink dimensions with the actual clear dimension of cabinet specified to ensure that they are compatible. For general purpose use throughout the facility.
CT050 | Countertop, Stainless Steel | 8 | CC | Stainless steel countertop (composition of heavy-gauge Type No. 304 stainless steel) having a smooth satin finish and integral 4" backsplash/curb. Also referred to as a corrosion-resistant steel work surface or work top. Available in various depths. Used in areas where excellent ease of cleaning, abrasion resistance, bacteria resistance, impact resistance, load capacity and moisture resistance, are of concern. Pricing based upon a 24" depth.
E0703 | Table, Process, Adj Height, 5 Drawer, 48"W x 24"D | 1 | VV | Height adjustable table. The table top is available in a plastic laminate or chemical resistant material (Chem-Surf). Casters or glides are options with some tables. All tables will accept various storage components underneath. These work surfaces are available in 24" or 30" depth. THIS TYPICAL INCLUDES: 1 height adjustable table; 1 storage frame; 3 drawers, 3"H; 1 drawer, 6"H; 1 drawer, 9"H and drawer organizer bins.
E0948 | Cart, General Storage, Mobile, 42"H x 32"W x 22"D | 1 | VV | THIS TYPICAL INCLUDES: 1 Cart Body, Style-A Narrow, w/Raised Edge Top 2 Drawers, 3" H 4 Drawers, 6" H 1 Accessory Rail, Side Drawer Organizer Bins
E0963 | Cart, General Storage, Mobile | 1 | VV | Mobile General Storage Cart, approximately 72"H x 23"W x 22"D. THIS TYPICAL INCLUDES: 1 Locker Storage Container on Wheels, w/Solid Door 3 Tray/Shelves 2 Drawers, 3"H 4 Drawers, 6"H 1 Tray/Shelf Divider Drawer Organizer Bins
F0230 | Chair, Drafting, Rotary | 1 | VV | Drafting chair approximately 47" high X 20" wide X 20" deep with rotary stool and a 5 (five) star base with casters. Padded seat and back. Foot ring adjusts with chair.
F2000 | Basket, Wastepaper, Fire Resistant | 1 | VV | Wastepaper basket, fire resistant, approximately 40 quart capacity. This unit is used to collect and temporarily store small quantities of paper refuse in patient rooms, administrative areas and nursing stations. Size and shape varies depending on the application and manufacturer selected.
F3200 | Clock, Battery, 12" Diameter | 1 | VV | Clock, 12" diameter. Round surface, easy to read numbers with sweep second hand. Wall mounted unit for use when impractical to install a fully synchronized clock system. Battery operated, (batteries not included).
M0750 | Flowmeter, Air, Connect w/50 PSI Supply | 1 | VV | Air flowmeter. Unit has a stainless steel needle valve with clear flowtube for connection to 50 PSI air outlet from central pipeline system. Requires the appropriate adapter for connection to the wall outlet and fitting to connect to tubing. Database prices reflect fittings with an attached DISS power outlet. Other outlet and adapter configurations are available.
M0755 | Flowmeter, Oxygen, Low Flow | 1 | VV | Oxygen flowmeter. Consists of a clear crystal flowtube calibrated to 3.5 or 8 LPM depending on manufacturer. For oxygen regulation in hospital settings. Database pricing includes DISS fitting and DISS power outlet and wall adapter. Other fitting and adapter configurations are available.
M0765 | Regulator, Vacuum | 1 | VV | Vacuum pressure regulator for connection to central piped vacuum system. Standard display scale is graduated at least from 0 to 200 mm Hg of vacuum. Displays on specialized regulators may cover other vacuum ranges. Regulator type (continuous, intermittent, continuous/intermittent, surgical, pediatric, thoracic, etc.) as required. To be used in delivery, neonatal, pediatrics or any area where suction is required. Database pricing reflects continuous regulators graduated to 200 mm Hg with a full line vacuum selection switch and DISS configured inlets and outlets.
M1801 | Computer, Microprocessing, w/Flat Panel Monitor | 1 | VV | Desk top microprocessing computer. The unit shall consist of a central processing mini tower, flat panel monitor, keyboard, mouse and speakers. The system shall have the following minimum characteristics: a 2.8 GHz Pentium processor; 512 MB memory; 80GB hard drive; 32/48x CD-ROMDVD combo; 1.44MB network interface card; video 32 MB NVIDIA; a 18 inch flat panel monitor. The computer is used throughout the facility to input, manipulate and retrieve information.
M4809 | Heart / Lung Machine, Portable | 1 | VV | A Portable multi-function heart-lung support system designed to treat patients needing extended respiratory and circulatory support. The device is a compact and light-weight system used for transporting patients while on circulatory and/or pulmonary support, up to 6 hours.
R4650 | Ice Maker, Flaked, With Dispenser | 1 | CC | Ice maker dispenser approximately 71" H x 19"D x 24"W. This unit provides flaked ice and cooled water automatically. The unit has a daily capacity up to 650 pounds and a 100 pound capacity stainless steel storage compartment with water station. Unit may be free-standing or counter-mounted, automatic load ice dispenser for food service and healthcare use. The unit is used in healthcare institutions and various commercial food service operations for dispensing ice.
R7250 | Refrigerator/Freezer, 20 Cubic Feet | 1 | VV | Refrigerator/freezer unit. This type unit includes a food saver system that helps keep food fresher. It also includes roll out wheels and is equipped for an optional automatic icemaker. This unit is of commercial or residential design and use.
11 - CS161 - IP Neurosurgical Operating Room (OR), Surg Svc | 11 - CS161 - IP Neurosurgical Operating Room (OR), Surg Svc | 11 - CS161 - IP Neurosurgical Operating Room (OR), Surg Svc | 11 - CS161 - IP Neurosurgical Operating Room (OR), Surg Svc | 11 - CS161 - IP Neurosurgical Operating Room (OR), Surg Svc
JSN | NAME | QTY | ACQ/INS | DESCRIPTION
A1010 | Telecommunication Outlet | 4 | VV | Telecommunication outlet location.
A1014 | Telephone, Wall Mounted, 1 Line, With Speaker | 1 | VV | Telephone, wall mounted, 1 line, with speaker.
A1120 | Column, Service, Prefab, Surgical, Ceiling Mounted | 2 | CC | Prefabricated surgical service column. Strong 18 gauge stainless steel shell ceiling mounted unit with the following services: oxygen, nitrous oxide, nitrogen, medical air, medical vacuum, gas evacuation, electrical outlets, monitoring connectors, and IV holders. Specify type of column (fixed or retractable) and number of outlets required for each service. Size will vary with number of service outlets required. Designed to be used in the operating room, recovery and ICU-CCU rooms.
A1122 | Column, Equipment Arm, Ceiling Mounted, Surgery | 3 | CC | A ceiling mounted retractable equipment arm for use in the OR. Designed to provide equipment placement support, power receptacles including low-voltage panels, gas outlets and flat screen mounting for a surgical suite. Unit will provide a range of motion of up to 330 degrees with arm providing additional vertical movement. Units are custom configured with multiple options available. Price is based on a unit with two (double) retractable arms. Also available are units for use in anesthesia, ICU and ER.
A1130 | Cabinet, Control, Nitrogen | 2 | CC | Nitrogen control cabinet. Unit consists of supply cut-off valve, supply pressure gauge, pressure regulator (adjustable 0 to 200 PSI), outlet pressure gauge, nitrogen outlet and connection to surgical gas column. Specify recessed or surface mounting. Designed for powering surgical pneumatic tools.
A4015 | Clock, Elapsed Time, Electric | 1 | CC | Elapsed time digital electric clock. Single display time that can be used either as a clock or elapsed time indicator. Clock consists of buttons to set minutes, and hours for the time. For use in operating and delivery room, and medical service columns. Analog or digital displays may be provided as specified by the user.
A5077 | Dispenser, Hand Sanitizer, Hands-Free | 2 | VV | A touch free wall-mounted hand sanitizer dispenser. For use throughout a healthcare facility. Unit does not include the sanitizing liquid. Units are battery operated.
A5104 | Cart, Medical Waste Disposal, Mobile w/Foot Pedal | 1 | VV | Mobile molded cart with foot pedal, to house 18-24 gal sharps disposal container. Lid lift or slide opens easily with foot-operated pedal. Lid may remain closed when not in use to reduce exposure to contents. Ergonomic handle is telescopic. Heavy containers can be removed from the side with minimal lifting. Meets requirements of OSHA 29 CFR 1910.130.
A5107 | Dispenser, Glove, Surgical/Examination, Wall Mntd | 2 | VV | Examination three (Small Medium, Large) glove dispenser box for wall mounting. Fabricated of either cold rolled steel with a white baked enamel finish, plastic or acrylic. Hardware not included, Option 3 powder coated steel.
A5108 | Waste Disposal Unit, Sharps | 1 | VV | A container for collecting and transporting syringes and other sharps for decontamination and disposal. Available in 2 gallon and 8 gallon with locking rotor. Complies with OSHA regulations for handling sharps.
A5212 | Bracket, Television, Wall-Mounted, Tilt/Angle | 2 | VV | A wall mounted, tilt/angled TV bracket for 37" to 80" TVs. Mount will be a universal and VESA compliant unit with a load capacity of up to 130 lbs.
E0954 | Cart, Emergency, Mobile, 66"H x 32"W x 22"D | 1 | VV | THIS TYPICAL INCLUDES: 1 Cart body, style-A narrow, w/raised edge top 1 Accessory rail, side 1 Accessory rail, back 1 Defibrillator tray 1 IV pole 1 Breakaway bar 1 Flip-up shelf 1 Wastebasket 1 Oxygen tank holder 1 Electrical box-4 outlet 1 Cord wrap 4 Drawer, 3"H 3 Drawer, 6"H Drawer organizer bins.
F0355 | Footstool, Straight | 4 | VV | Step stool. Used to assist patients getting on and off exam or surgical tables. Fitted with electrically conductive rubber tips.
F3050 | Whiteboard, Dry Erase | 1 | VV | Whiteboard unit, approximately 36" H x 48" W consisting of a white porcelain enamel writing surface with an attached chalk tray. Magnetic surface available. Image can be easily removed with a standard chalkboard eraser. For use with water color pens. Unit is ready to hang.
F3200 | Clock, Battery, 12" Diameter | 1 | VV | Clock, 12" diameter. Round surface, easy to read numbers with sweep second hand. Wall mounted unit for use when impractical to install a fully synchronized clock system. Battery operated, (batteries not included).
L0221 | Analyzer, Blood, Portable, Hand Held | 1 | VV | Handheld point-of-care testing analyzer. Utilizes single-use, disposable cartridges for diagnostic testing to include: Blood gases, electrolytes and chemistries, lactate, coagulation, hematology, and cardiac markers.
M0512 | Television, HDTV, Large Screen, 60" | 2 | VV | A high definition (HDTV) multimedia, slim design, 60"W to 65"W color television. The TV will have a 16.9 wide screen aspect ratio with full HD 1080p resolution and HDMI connections. TV may be LED, Plasma or LCD. TV will include a stand.
M0630 | Anesthesia Apparatus, 3 Gas | 1 | VV | Three gas anesthesia apparatus. Basic unit consists of steel cabinet with casters with one shallow, one medium, and one deep drawer, seven long scale eleven-inch flowmeters, five cylinder yokes, and telescoping absorber post. It includes two-canister model carbon dioxide absorber with inhalation and exhalation check valves, switch valve, switch valve elbow, sidearm Vernitrol, flow calculator, mounting kit, ventilator calculator, ventilator and an oxygen piping inlet. Also features nitrous oxide fail safe valve kit, aspirator kit, gas evacuator with vacuum and a flow meter safety cover. Used to dispense a mixture of gases during surgical procedures.
M0750 | Flowmeter, Air, Connect w/50 PSI Supply | 2 | VV | Air flowmeter. Unit has a stainless steel needle valve with clear flowtube for connection to 50 PSI air outlet from central pipeline system. Requires the appropriate adapter for connection to the wall outlet and fitting to connect to tubing. Database prices reflect fittings with an attached DISS power outlet. Other outlet and adapter configurations are available.
M0755 | Flowmeter, Oxygen, Low Flow | 4 | VV | Oxygen flowmeter. Consists of a clear crystal flowtube calibrated to 3.5 or 8 LPM depending on manufacturer. For oxygen regulation in hospital settings. Database pricing includes DISS fitting and DISS power outlet and wall adapter. Other fitting and adapter configurations are available.
M0765 | Regulator, Vacuum | 14 | VV | Vacuum pressure regulator for connection to central piped vacuum system. Standard display scale is graduated at least from 0 to 200 mm Hg of vacuum. Displays on specialized regulators may cover other vacuum ranges. Regulator type (continuous, intermittent, continuous/intermittent, surgical, pediatric, thoracic, etc.) as required. To be used in delivery, neonatal, pediatrics or any area where suction is required. Database pricing reflects continuous regulators graduated to 200 mm Hg with a full line vacuum selection switch and DISS configured inlets and outlets.
M1801 | Computer, Microprocessing, w/Flat Panel Monitor | 2 | VV | Desk top microprocessing computer. The unit shall consist of a central processing mini tower, flat panel monitor, keyboard, mouse and speakers. The system shall have the following minimum characteristics: a 2.8 GHz Pentium processor; 512 MB memory; 80GB hard drive; 32/48x CD-ROMDVD combo; 1.44MB network interface card; video 32 MB NVIDIA; a 18 inch flat panel monitor. The computer is used throughout the facility to input, manipulate and retrieve information.
M3070 | Hamper, Linen, Mobile, w/Lid | 2 | VV | Mobile linen hamper with hand or foot operated lid. Made of heavy tubular stainless steel with heavy gauge welded steel platform. Holds 25" hamper bags. Mounted on ball bearing casters. For linen transport in hospitals and clinics.
M3072 | Frame, Infectious Waste Bag w/Lid | 1 | VV | Frame for an infectious waste collection bag. Made of heavy tubular stainless steel with heavy gauge welded steel platform. Adjust to hold 18" or 25" trash bags. Mounted on ball bearing casters and includes permanently mounted hinged lid. Provides means of bagging infectious waste at point of waste generation.
M3080 | Cabinet, Instrument, CRS, 2 Glass Door, 6 Shelf | 2 | VV | Non-magnetic stainless steel instrument cabinet with two glass doors and six shelves (five adjustable). Cabinet body has a single storage compartment and seamless welded face. Shelf heights are adjustable on full length perforated strips mounted to the back and inside front cabinet corners. Cabinet is mounted on glides or casters. Cabinet may be covered by a sloping top.
M3109 | Electrosurgical/Coagulator, Argon Plasma | 1 | VV | An electrosurgical generator with an argon plasma coagulator and APC pulsed mode. This feature auto-regulates beam ignition and provides automatic dosing of power for increased control. The plug and play digital instrument recognition technology automatically configures the entire system to preprogrammed procedural parameters.
M3150 | Distribution System, Medication, Automatic | 1 | VV | An automated dispensing system that provides controlled dispensing, inventory and security. Size and cost will vary dependent on number of modules selected.
M4250 | Pump, Syringe, Infusion | 2 | VV | The infusion syringe pump ensures highly accurate volume delivery and consistent flow for small volumes (<50 ml) of pharmacologic agents or thick feeding solutions. It shall be small, lightweight construction, making it transportable. Shall have menu-driven programming capable of flow rates (e.g. 0.1 or 1.0 mL/hr) that are intended for long-term bedside use and/or critical care patient transport, plunger positioning sensor, LCD display for easy viewing, volume limit programming to serve as a convenient cue of volume or dose delivery completion and multiple delivery modes for all applications requiring precisely controlled infusion rates. The infusion pump shall have automatic syringe size sensing which will give the flexibility to accept a wide range of syringe sizes (up to 60 mL) from different manufacturers. Shall be battery powered/AC adapter.
M4255 | Stand, IV, Adjustable | 2 | VV | Adjustable IV stand with 4-hook arrangement. Stand has stainless steel construction with heavy weight base. It adjusts from 66 inches to 100 inches and is mounted on conductive rubber, ball bearing, swivel casters. Stand is used for administering intravenous solutions.
M4266 | Pump, Volumetric, Infusion, Multiple Line | 3 | VV | Volumetric infusion pump. Pump is self-regulating with automatic sensor and adjustable rate. Equipped with visual and audible alarms and up to 10 hour capacity battery. For the administration of a wide variety of therapeutic agents where precise control is required. Unit provides individual control to IV lines simultaneously.
M4280 | Pump, Pneumatic Stocking/Cuff | 1 | VV | Pneumatic stocking/cuff pump. Pump provides alternating pressure to pneumatic stockings for reduction of the threat of deep vein thrombophlebitis in post operative patients. May also be used in the CCU for rotating cuff therapy for reduction of peripheral circulation in congestive heart failure patients.
M4287 | Irrigation System, Surgical | 1 | VV | High flow surgical irrigation pump up 2.5l/min, available in single and double flow.
M4645 | Patient Transfer Device | 1 | VV | A patient transfer board designed to make lateral patient transfers safer for staff and be more comfortable for the patients. The board uses a smooth, low friction and static free surface to eliminate the need for metal rollers. The board has a soft foam core that makes them lightweight for ease of use and storage. The long board device also enables the transfer of a patient in the seated or Fowler position. The boards come in three sizes with the long board being foldable. The dimensions and price are for the long wide board.
M4815 | Hypo/Hyperthermia Unit, Automatic/Manual, Mobile | 1 | VV | Automatic/manual hypo/hyperthermia unit. Sealed refrigeration system. Microprocessor controlled with multiple alarm system constantly monitoring temperature and water levels. Cabinet type unit. Designed to regulate body temperature by application of water-filled hypothermia blankets.
M4816 | Warming Unit, Patient, Automatic/Manual, Air | 2 | VV | Automatic/manual patient warming unit. Unit delivers a flow of warmed air through a perforated plastic blanket. Used primarily for postoperative patients to speed recovery of normal body temperature.
M5030 | Stool, Surgeon, Revolving | 2 | VV | Revolving stool. Consists of a padded upholstered seat with height adjustment. Unit rotates and is mounted on ball bearing swivel casters. Designed for use in examinations, treatment, and surgical procedures.
M5512 | Laser, Smoke Evacuator | 1 | VV | Filtration system used in conjunction with laser operations to remove surgical laser plume. The unit includes a pneumatic foot switch, disposable 0.12 micron HEPA primary filters, a secondary 0.12 micron ULPA/carbon filter, disposable funnels, reducer fittings and connector hoses.
M7475 | Light, Surgical, Ceiling Mounted, Single, Large | 1 | VC | Ceiling mounted surgical light generally 30-34" or larger in diameter depending on manufacturer. Light head is suspended from the ceiling by a mounting plate and pole. Light head contains several individual pods each with its own light source. Unit also has a detachable sterilizable handle. Minimum ceiling height for most models is 8'-9"; check the manufacturers' specific recommendations. Height dimension below refers to the height of the lamp housing. Width and depth are the length of the swing arm plus the light head diameter. This light is suitable for dual site surgery.
M7490 | Light, Surg, Ceiling Mtd, Dual, Unequal Dia Heads | 1 | VC | Dual head surgical light ceiling mounted from a single pole. Unit has two lamp heads of differing sizes mounted on individual swing arms. Unit features multiple lighting pods in each lamp head, deep cavity illumination, color-corrected light, intensity control and sterilizable handles. Refer to the manufacturers' specifications for minimum ceiling heights and installation data. The database height dimension below refers to the height of the lamp head itself. The width and depth measurements are the larger of the two sums of the swing arm length and the head diameter. For use in general purpose surgical suites.
M7650 | Defibrillator/Monitor, Acute Care | 1 | VV | Portable defibrillator/monitor for acute care includes biphasic defibrillator, pacing, SPO2, Interpretive 12-lead, NIBP monitoring, EtCO2 monitoring, Invasive pressure monitoring, Vital Sign monitoring, temperature probe, Fax transmission, PCMCIA Data Cards, Paddle accessories, and a color LCD.
M7801 | Monitor, Medical Grade 26 - 42" | 4 | VV | LED HD monitor capable of displaying medical grade images. Monitor's size is 26-42".
M7802 | Monitor, Medical Grade 55-65" | 2 | VV | LED HD monitor capable of displaying medical grade images. Monitor' size is 55 - 65".
M7845 | Monitor, Physiological, Bedside, 4 Channel | 1 | VV | 4 channel bedside physiological monitor. The unit consist of a four-channel non-fade monochrome display monitor, an alarm system and printer-recording capabilities. The monitor has color coded controls and automatic calibration. The unit displays up to four waveforms simultaneously. The parameters to be monitored are user selectable. The monitor may be connected to a central monitoring station. The unit monitors patients in most acute care areas, step-down units, procedure rooms and emergency rooms.
M8495 | Laryngoscope, Video Glidescope | 1 | VV | A video-assist laryngoscope system with a digital color monitor and digital camera providing real-time view of the airway enabling quick intubation. Unit is designed for first pass success. The unit includes a reusable video baton with digital camera and sterile single use GVL Stats in various sizes.
M8535 | Microscope, Operating, Portable | 1 | VV | Portable operating microscope complete with objectives and stand. Unit consists of a binocular microscope body equipped with a range of accessories for co-observation, documentation and illumination. Control knobs equipped with sterilizable handles. Mounted on a large swinging-arm stand. For examinations and diagnosis in medical consultancies and as a laboratory training instrument. Configured for use primarily for eye and neuro surgery.
M8551 | Light Source, Fiberoptic Headlamp | 3 | VV | Fiberoptic light source for surgical headlamps. This unit provides color corrected light for surgical procedures where photography is not required.
M8606 | Endoscopy Cart, Fiberoptic, w/Video Accessories | 1 | VV | Endoscopy cart with video and print capabilities for use with fiberoptic (direct vision) endoscopes. This cart does not work with videoscopes. System takes optical images from a single endoscope and directly records them or converts them to digital signals for recording. A typical system cart includes the cart, a light source, an insufflator, a suction unit, a heat probe unit, an electrosurgical apparatus, a digital camera converter or color video camera, a camera controller, a monitor, a video/DVD recorder and a color printer. This JSN does not include the endoscope; refer to the endoscopes at JSNs M8500-M8550. Each cart can support one or more types of endoscope and should be specifically tailored to its intended use(s). This cart can be configured to interface with a network endoscopy information management system; refer to JSN M8600. Database physical information and pricing is for a higher cost system containing one of each of the above components.
M8800 | Cart, Anesthesia | 1 | VV | Mobile anesthesia cart. The cart shall be built of stainless steel or other appropriate material and mounted on 4" casters for easy mobility. It shall be capable of being equipped with bottle holders, adjustable IV pole, storage drawers, shelves and a top bar/rail.
M8810 | Stand, Mayo | 1 | VV | Adjustable instrument table. Table is corrosion resistant stainless steel construction and is mounted on two casters with two skid rails. It has telescopic upright adjusts from 39 inches to 60 inches with automatic locking device, and removable 13"x19" instrument tray. Designed for use in operating and procedure rooms.
M8825 | Table, Instrument/Dressing, CRS, approx. 36x20x34 | 2 | VV | Instrument and dressing table. Made of corrosion resistant stainless steel with a sound deadened top. Includes guard rail, shelf and two side-by-side drawers. The table is mounted on swivel, ball-bearing casters.
M8830 | Table, Instrument/Dressing, Mobile | 2 | VV | Mobile instrument/dressing table, approximately 34" H x 20" W x 16" D Corrosion resistant stainless steel mobile table with sound-deadening shelf and drawer. Unit is mounted on 2" casters. Designed for all purpose use in the hospital or clinic.
M8840 | Table, Back, Instrument/Dressing | 1 | VV | A specialty back table for large cases such as orthopedics, spinal fusions, neuro and craniotomies. The table has a pneumatic tuck-away cantilevered shelf which can hold multiple trays and is angled for clear observation of instruments. It comes with 4" diameter heavy-duty ball bearing brake/swivel casters. Construction is all stainless steel.
M8900 | Carriage, Pail, CRS, Without Pail | 2 | VV | Carriage, pail (kick bucket) CRS. Consists of a stainless steel ring type carriage mounted on ball bearing casters. Includes circular non-marring bumper. For use in the surgical operating room.
M8905 | Pail, Utility, CRS, With Carriage | 2 | VV | Utility pail (kick bucket). Shall be a stainless steel 12 quart bucket for use in surgical operating rooms.
M8910 | Cart, Surgical Case | 2 | VV | Surgical case cart. Unit consists of two hinged cabinet sections, each section equipped with two pull-out shelves with stops. The entire unit is mounted on four heavy duty conductive swivel casters. Used to transport surgical packs and supplies to surgery and soiled items back to central supply.
M8920 | Stand, Basin, CRS, Mobile, Double | 2 | VV | CRS, mobile, double basin stand with shelf. Stainless steel corrosion resistant frame constructed from two continuous inverted "U" shaped tubes, forming four legs and mounted on casters. Circular rings welded to top receive two removable 8 quart stainless steel basins. For open heart and other procedures.
M8925 | Stand, Basin, CRS, Mobile, Single | 1 | VV | Mobile single basin stand with shelf. The stand shall be constructed of tubular stainless steel and mounted on 2" swivel casters. Shall include a shelf and an 8 quart stainless steel basin. Intended for use in ORs and treatment areas.
M8940 | Stool, Anesthesia, With Back | 2 | VV | Anesthesia stool with back. All stainless steel with well-curved back panel and wide conductive seat. Designed for the anesthesiologist during surgical procedures.
M8970 | Warmer, Blood, High Volume | 1 | VV | Unit contains a proportional controller to regulate temperature in the heat exchanger and an audible high temperature alarm. Designed to provide a stable temperature for the controlled warming of blood or other fluids prior to being transfused to a patient. Unit may be a cuff type or circulating water heat exchanger.
M9115 | Table, Operating, Spinal | 1 | VV | Unit provides an elevated surface for supporting a patient's body during spinal surgical procedures, stabilizing the patient's position and providing optimal exposure of the surgical field. The unit has a C-Spine base allowing unrestricted C-Arm integration for A/P, lateral and oblique views as well as for fluoroscopic procedures. The table is capable of supporting a patient weighing up to 500 pounds. The unit has an electrically adjustable table top height that ranges from 24-48 inches.
S9755 | Suction System, Surgical, Mobile Rover Unit | 1 | VV | Surgical fluid waste management system with powered IV pole and smoke evacuation. Portable waste collection unit, for use with Docking Station (specified separately). Dual canisters (one 4L and one 20L), two levels of suction: 2-21in/Hg, fluid readout, 3 different port sizes for smoke tubing.
X4200 | Stereotactic Surgical System | 1 | VC | Surgical instrument guided system used to track surgical instruments in cranial procedures. Interfacing with CT and MRI the device assists the surgeon in the cranial surgical procedure by showing the precise location of the hand instruments during a procedure. The device allows for simulation surgery prior to the actual operation.
12 - CS162 - IP Neurosurgical OR Equipment Room, Surg Svc | 12 - CS162 - IP Neurosurgical OR Equipment Room, Surg Svc | 12 - CS162 - IP Neurosurgical OR Equipment Room, Surg Svc | 12 - CS162 - IP Neurosurgical OR Equipment Room, Surg Svc | 12 - CS162 - IP Neurosurgical OR Equipment Room, Surg Svc
JSN | NAME | QTY | ACQ/INS | DESCRIPTION
A1010 | Telecommunication Outlet | 1 | VV | Telecommunication outlet location.
A1012 | Telephone, Wall Mounted, 1 Line | 1 | VV | Telephone, wall mounted, 1 line.
E0963 | Cart, General Storage, Mobile | 2 | VV | Mobile General Storage Cart, approximately 72"H x 23"W x 22"D. THIS TYPICAL INCLUDES: 1 Locker Storage Container on Wheels, w/Solid Door 3 Tray/Shelves 2 Drawers, 3"H 4 Drawers, 6"H 1 Tray/Shelf Divider Drawer Organizer Bins
M9115 | Table, Operating, Spinal | 1 | VV | Unit provides an elevated surface for supporting a patient's body during spinal surgical procedures, stabilizing the patient's position and providing optimal exposure of the surgical field. The unit has a C-Spine base allowing unrestricted C-Arm integration for A/P, lateral and oblique views as well as for fluoroscopic procedures. The table is capable of supporting a patient weighing up to 500 pounds. The unit has an electrically adjustable table top height that ranges from 24-48 inches.
X3150 | Rack, Apron/Gloves, Wall Mounted | 1 | CC | Apron and gloves rack. This is a wall unit which holds aprons and gloves. The body is heavy gauge steel finish in gray or green baked enamel, glove and apron holding arms are aluminum. The unit's convenient on wall storage will prolong the useful life of your protection aprons by helping prevent damage to internal components.
13 - CS166 - IP Robotics Operating Room (OR), Surg Svc | 13 - CS166 - IP Robotics Operating Room (OR), Surg Svc | 13 - CS166 - IP Robotics Operating Room (OR), Surg Svc | 13 - CS166 - IP Robotics Operating Room (OR), Surg Svc | 13 - CS166 - IP Robotics Operating Room (OR), Surg Svc
JSN | NAME | QTY | ACQ/INS | DESCRIPTION
A1010 | Telecommunication Outlet | 4 | VV | Telecommunication outlet location.
A1014 | Telephone, Wall Mounted, 1 Line, With Speaker | 1 | VV | Telephone, wall mounted, 1 line, with speaker.
A1120 | Column, Service, Prefab, Surgical, Ceiling Mounted | 2 | CC | Prefabricated surgical service column. Strong 18 gauge stainless steel shell ceiling mounted unit with the following services: oxygen, nitrous oxide, nitrogen, medical air, medical vacuum, gas evacuation, electrical outlets, monitoring connectors, and IV holders. Specify type of column (fixed or retractable) and number of outlets required for each service. Size will vary with number of service outlets required. Designed to be used in the operating room, recovery and ICU-CCU rooms.
A1122 | Column, Equipment Arm, Ceiling Mounted, Surgery | 2 | CC | A ceiling mounted retractable equipment arm for use in the OR. Designed to provide equipment placement support, power receptacles including low-voltage panels, gas outlets and flat screen mounting for a surgical suite. Unit will provide a range of motion of up to 330 degrees with arm providing additional vertical movement. Units are custom configured with multiple options available. Price is based on a unit with two (double) retractable arms. Also available are units for use in anesthesia, ICU and ER.
A1130 | Cabinet, Control, Nitrogen | 2 | CC | Nitrogen control cabinet. Unit consists of supply cut-off valve, supply pressure gauge, pressure regulator (adjustable 0 to 200 PSI), outlet pressure gauge, nitrogen outlet and connection to surgical gas column. Specify recessed or surface mounting. Designed for powering surgical pneumatic tools.
A4015 | Clock, Elapsed Time, Electric | 1 | CC | Elapsed time digital electric clock. Single display time that can be used either as a clock or elapsed time indicator. Clock consists of buttons to set minutes, and hours for the time. For use in operating and delivery room, and medical service columns. Analog or digital displays may be provided as specified by the user.
A5077 | Dispenser, Hand Sanitizer, Hands-Free | 2 | VV | A touch free wall-mounted hand sanitizer dispenser. For use throughout a healthcare facility. Unit does not include the sanitizing liquid. Units are battery operated.
A5104 | Cart, Medical Waste Disposal, Mobile w/Foot Pedal | 1 | VV | Mobile molded cart with foot pedal, to house 18-24 gal sharps disposal container. Lid lift or slide opens easily with foot-operated pedal. Lid may remain closed when not in use to reduce exposure to contents. Ergonomic handle is telescopic. Heavy containers can be removed from the side with minimal lifting. Meets requirements of OSHA 29 CFR 1910.130.
A5107 | Dispenser, Glove, Surgical/Examination, Wall Mntd | 2 | VV | Examination three (Small Medium, Large) glove dispenser box for wall mounting. Fabricated of either cold rolled steel with a white baked enamel finish, plastic or acrylic. Hardware not included, Option 3 powder coated steel.
A5108 | Waste Disposal Unit, Sharps | 1 | VV | A container for collecting and transporting syringes and other sharps for decontamination and disposal. Available in 2 gallon and 8 gallon with locking rotor. Complies with OSHA regulations for handling sharps.
A5212 | Bracket, Television, Wall-Mounted, Tilt/Angle | 2 | VV | A wall mounted, tilt/angled TV bracket for 37" to 80" TVs. Mount will be a universal and VESA compliant unit with a load capacity of up to 130 lbs.
E0954 | Cart, Emergency, Mobile, 66"H x 32"W x 22"D | 1 | VV | THIS TYPICAL INCLUDES: 1 Cart body, style-A narrow, w/raised edge top 1 Accessory rail, side 1 Accessory rail, back 1 Defibrillator tray 1 IV pole 1 Breakaway bar 1 Flip-up shelf 1 Wastebasket 1 Oxygen tank holder 1 Electrical box-4 outlet 1 Cord wrap 4 Drawer, 3"H 3 Drawer, 6"H Drawer organizer bins.
F0355 | Footstool, Straight | 4 | VV | Step stool. Used to assist patients getting on and off exam or surgical tables. Fitted with electrically conductive rubber tips.
F3050 | Whiteboard, Dry Erase | 1 | VV | Whiteboard unit, approximately 36" H x 48" W consisting of a white porcelain enamel writing surface with an attached chalk tray. Magnetic surface available. Image can be easily removed with a standard chalkboard eraser. For use with water color pens. Unit is ready to hang.
F3200 | Clock, Battery, 12" Diameter | 1 | VV | Clock, 12" diameter. Round surface, easy to read numbers with sweep second hand. Wall mounted unit for use when impractical to install a fully synchronized clock system. Battery operated, (batteries not included).
M0512 | Television, HDTV, Large Screen, 60" | 1 | VV | A high definition (HDTV) multimedia, slim design, 60"W to 65"W color television. The TV will have a 16.9 wide screen aspect ratio with full HD 1080p resolution and HDMI connections. TV may be LED, Plasma or LCD. TV will include a stand.
M0630 | Anesthesia Apparatus, 3 Gas | 1 | VV | Three gas anesthesia apparatus. Basic unit consists of steel cabinet with casters with one shallow, one medium, and one deep drawer, seven long scale eleven-inch flowmeters, five cylinder yokes, and telescoping absorber post. It includes two-canister model carbon dioxide absorber with inhalation and exhalation check valves, switch valve, switch valve elbow, sidearm Vernitrol, flow calculator, mounting kit, ventilator calculator, ventilator and an oxygen piping inlet. Also features nitrous oxide fail safe valve kit, aspirator kit, gas evacuator with vacuum and a flow meter safety cover. Used to dispense a mixture of gases during surgical procedures.
M0750 | Flowmeter, Air, Connect w/50 PSI Supply | 2 | VV | Air flowmeter. Unit has a stainless steel needle valve with clear flowtube for connection to 50 PSI air outlet from central pipeline system. Requires the appropriate adapter for connection to the wall outlet and fitting to connect to tubing. Database prices reflect fittings with an attached DISS power outlet. Other outlet and adapter configurations are available.
M0755 | Flowmeter, Oxygen, Low Flow | 4 | VV | Oxygen flowmeter. Consists of a clear crystal flowtube calibrated to 3.5 or 8 LPM depending on manufacturer. For oxygen regulation in hospital settings. Database pricing includes DISS fitting and DISS power outlet and wall adapter. Other fitting and adapter configurations are available.
M0765 | Regulator, Vacuum | 14 | VV | Vacuum pressure regulator for connection to central piped vacuum system. Standard display scale is graduated at least from 0 to 200 mm Hg of vacuum. Displays on specialized regulators may cover other vacuum ranges. Regulator type (continuous, intermittent, continuous/intermittent, surgical, pediatric, thoracic, etc.) as required. To be used in delivery, neonatal, pediatrics or any area where suction is required. Database pricing reflects continuous regulators graduated to 200 mm Hg with a full line vacuum selection switch and DISS configured inlets and outlets.
M1801 | Computer, Microprocessing, w/Flat Panel Monitor | 2 | VV | Desk top microprocessing computer. The unit shall consist of a central processing mini tower, flat panel monitor, keyboard, mouse and speakers. The system shall have the following minimum characteristics: a 2.8 GHz Pentium processor; 512 MB memory; 80GB hard drive; 32/48x CD-ROMDVD combo; 1.44MB network interface card; video 32 MB NVIDIA; a 18 inch flat panel monitor. The computer is used throughout the facility to input, manipulate and retrieve information.
M3070 | Hamper, Linen, Mobile, w/Lid | 2 | VV | Mobile linen hamper with hand or foot operated lid. Made of heavy tubular stainless steel with heavy gauge welded steel platform. Holds 25" hamper bags. Mounted on ball bearing casters. For linen transport in hospitals and clinics.
M3072 | Frame, Infectious Waste Bag w/Lid | 1 | VV | Frame for an infectious waste collection bag. Made of heavy tubular stainless steel with heavy gauge welded steel platform. Adjust to hold 18" or 25" trash bags. Mounted on ball bearing casters and includes permanently mounted hinged lid. Provides means of bagging infectious waste at point of waste generation.
M3080 | Cabinet, Instrument, CRS, 2 Glass Door, 6 Shelf | 2 | VV | Non-magnetic stainless steel instrument cabinet with two glass doors and six shelves (five adjustable). Cabinet body has a single storage compartment and seamless welded face. Shelf heights are adjustable on full length perforated strips mounted to the back and inside front cabinet corners. Cabinet is mounted on glides or casters. Cabinet may be covered by a sloping top.
M3150 | Distribution System, Medication, Automatic | 1 | VV | An automated dispensing system that provides controlled dispensing, inventory and security. Size and cost will vary dependent on number of modules selected.
M3175 | Electrosurgical Unit, Dual Output | 1 | VV | Dual output electrosurgical unit. Solid state power source with foot switch jacks, monopolar and bipolar outputs, and four independent modes of operation. Used in the operating room or surgicenter as an alternative to the scalpel for cutting tissue.
M4250 | Pump, Syringe, Infusion | 1 | VV | The infusion syringe pump ensures highly accurate volume delivery and consistent flow for small volumes (<50 ml) of pharmacologic agents or thick feeding solutions. It shall be small, lightweight construction, making it transportable. Shall have menu-driven programming capable of flow rates (e.g. 0.1 or 1.0 mL/hr) that are intended for long-term bedside use and/or critical care patient transport, plunger positioning sensor, LCD display for easy viewing, volume limit programming to serve as a convenient cue of volume or dose delivery completion and multiple delivery modes for all applications requiring precisely controlled infusion rates. The infusion pump shall have automatic syringe size sensing which will give the flexibility to accept a wide range of syringe sizes (up to 60 mL) from different manufacturers. Shall be battery powered/AC adapter.
M4255 | Stand, IV, Adjustable | 3 | VV | Adjustable IV stand with 4-hook arrangement. Stand has stainless steel construction with heavy weight base. It adjusts from 66 inches to 100 inches and is mounted on conductive rubber, ball bearing, swivel casters. Stand is used for administering intravenous solutions.
M4266 | Pump, Volumetric, Infusion, Multiple Line | 1 | VV | Volumetric infusion pump. Pump is self-regulating with automatic sensor and adjustable rate. Equipped with visual and audible alarms and up to 10 hour capacity battery. For the administration of a wide variety of therapeutic agents where precise control is required. Unit provides individual control to IV lines simultaneously.
M4280 | Pump, Pneumatic Stocking/Cuff | 1 | VV | Pneumatic stocking/cuff pump. Pump provides alternating pressure to pneumatic stockings for reduction of the threat of deep vein thrombophlebitis in post operative patients. May also be used in the CCU for rotating cuff therapy for reduction of peripheral circulation in congestive heart failure patients.
M4287 | Irrigation System, Surgical | 1 | VV | High flow surgical irrigation pump up 2.5l/min, available in single and double flow.
M4645 | Patient Transfer Device | 1 | VV | A patient transfer board designed to make lateral patient transfers safer for staff and be more comfortable for the patients. The board uses a smooth, low friction and static free surface to eliminate the need for metal rollers. The board has a soft foam core that makes them lightweight for ease of use and storage. The long board device also enables the transfer of a patient in the seated or Fowler position. The boards come in three sizes with the long board being foldable. The dimensions and price are for the long wide board.
M4815 | Hypo/Hyperthermia Unit, Automatic/Manual, Mobile | 1 | VV | Automatic/manual hypo/hyperthermia unit. Sealed refrigeration system. Microprocessor controlled with multiple alarm system constantly monitoring temperature and water levels. Cabinet type unit. Designed to regulate body temperature by application of water-filled hypothermia blankets.
M4816 | Warming Unit, Patient, Automatic/Manual, Air | 1 | VV | Automatic/manual patient warming unit. Unit delivers a flow of warmed air through a perforated plastic blanket. Used primarily for postoperative patients to speed recovery of normal body temperature.
M5030 | Stool, Surgeon, Revolving | 2 | VV | Revolving stool. Consists of a padded upholstered seat with height adjustment. Unit rotates and is mounted on ball bearing swivel casters. Designed for use in examinations, treatment, and surgical procedures.
M5512 | Laser, Smoke Evacuator | 1 | VV | Filtration system used in conjunction with laser operations to remove surgical laser plume. The unit includes a pneumatic foot switch, disposable 0.12 micron HEPA primary filters, a secondary 0.12 micron ULPA/carbon filter, disposable funnels, reducer fittings and connector hoses.
M7475 | Light, Surgical, Ceiling Mounted, Single, Large | 1 | VC | Ceiling mounted surgical light generally 30-34" or larger in diameter depending on manufacturer. Light head is suspended from the ceiling by a mounting plate and pole. Light head contains several individual pods each with its own light source. Unit also has a detachable sterilizable handle. Minimum ceiling height for most models is 8'-9"; check the manufacturers' specific recommendations. Height dimension below refers to the height of the lamp housing. Width and depth are the length of the swing arm plus the light head diameter. This light is suitable for dual site surgery.
M7801 | Monitor, Medical Grade 26 - 42" | 4 | VV | LED HD monitor capable of displaying medical grade images. Monitor's size is 26-42".
M7802 | Monitor, Medical Grade 55-65" | 2 | VV | LED HD monitor capable of displaying medical grade images. Monitor' size is 55 - 65".
M8551 | Light Source, Fiberoptic Headlamp | 1 | VV | Fiberoptic light source for surgical headlamps. This unit provides color corrected light for surgical procedures where photography is not required.
M8560 | Surgical System, Robotic | 1 | VV | Robotic, surgical navigation system. System consists of surgeon's console, patient cart with four interactive robotic arms, vision cart with high definition, 3D vision system. Features dual-console capability to support training and collaboration during minimally invasive surgery. 3D HD visualization with up to 10x magnification and an immersive view of the operative field. Also provides extensibility for digital OR integration, Boom compatibility and expandable system architecture for upgrades and future OR technology (dimensions and utilities shown are for the Patient cart).
M8606 | Endoscopy Cart, Fiberoptic, w/Video Accessories | 1 | VV | Endoscopy cart with video and print capabilities for use with fiberoptic (direct vision) endoscopes. This cart does not work with videoscopes. System takes optical images from a single endoscope and directly records them or converts them to digital signals for recording. A typical system cart includes the cart, a light source, an insufflator, a suction unit, a heat probe unit, an electrosurgical apparatus, a digital camera converter or color video camera, a camera controller, a monitor, a video/DVD recorder and a color printer. This JSN does not include the endoscope; refer to the endoscopes at JSNs M8500-M8550. Each cart can support one or more types of endoscope and should be specifically tailored to its intended use(s). This cart can be configured to interface with a network endoscopy information management system; refer to JSN M8600. Database physical information and pricing is for a higher cost system containing one of each of the above components.
M8800 | Cart, Anesthesia | 1 | VV | Mobile anesthesia cart. The cart shall be built of stainless steel or other appropriate material and mounted on 4" casters for easy mobility. It shall be capable of being equipped with bottle holders, adjustable IV pole, storage drawers, shelves and a top bar/rail.
M8810 | Stand, Mayo | 3 | VV | Adjustable instrument table. Table is corrosion resistant stainless steel construction and is mounted on two casters with two skid rails. It has telescopic upright adjusts from 39 inches to 60 inches with automatic locking device, and removable 13"x19" instrument tray. Designed for use in operating and procedure rooms.
M8825 | Table, Instrument/Dressing, CRS, approx. 36x20x34 | 2 | VV | Instrument and dressing table. Made of corrosion resistant stainless steel with a sound deadened top. Includes guard rail, shelf and two side-by-side drawers. The table is mounted on swivel, ball-bearing casters.
M8830 | Table, Instrument/Dressing, Mobile | 2 | VV | Mobile instrument/dressing table, approximately 34" H x 20" W x 16" D Corrosion resistant stainless steel mobile table with sound-deadening shelf and drawer. Unit is mounted on 2" casters. Designed for all purpose use in the hospital or clinic.
M8840 | Table, Back, Instrument/Dressing | 1 | VV | A specialty back table for large cases such as orthopedics, spinal fusions, neuro and craniotomies. The table has a pneumatic tuck-away cantilevered shelf which can hold multiple trays and is angled for clear observation of instruments. It comes with 4" diameter heavy-duty ball bearing brake/swivel casters. Construction is all stainless steel.
M8900 | Carriage, Pail, CRS, Without Pail | 2 | VV | Carriage, pail (kick bucket) CRS. Consists of a stainless steel ring type carriage mounted on ball bearing casters. Includes circular non-marring bumper. For use in the surgical operating room.
M8905 | Pail, Utility, CRS, With Carriage | 2 | VV | Utility pail (kick bucket). Shall be a stainless steel 12 quart bucket for use in surgical operating rooms.
M8910 | Cart, Surgical Case | 2 | VV | Surgical case cart. Unit consists of two hinged cabinet sections, each section equipped with two pull-out shelves with stops. The entire unit is mounted on four heavy duty conductive swivel casters. Used to transport surgical packs and supplies to surgery and soiled items back to central supply.
M8920 | Stand, Basin, CRS, Mobile, Double | 3 | VV | CRS, mobile, double basin stand with shelf. Stainless steel corrosion resistant frame constructed from two continuous inverted "U" shaped tubes, forming four legs and mounted on casters. Circular rings welded to top receive two removable 8 quart stainless steel basins. For open heart and other procedures.
M8925 | Stand, Basin, CRS, Mobile, Single | 1 | VV | Mobile single basin stand with shelf. The stand shall be constructed of tubular stainless steel and mounted on 2" swivel casters. Shall include a shelf and an 8 quart stainless steel basin. Intended for use in ORs and treatment areas.
M8940 | Stool, Anesthesia, With Back | 2 | VV | Anesthesia stool with back. All stainless steel with well-curved back panel and wide conductive seat. Designed for the anesthesiologist during surgical procedures.
M8950 | Warmer, Blood | 2 | VV | Unit consists of a temperature regulated water bath, circulating fluid, or dry heat with controls and an audible high temperature alarm. The warmer provides a stable environment for the controlled warming of blood or other fluids prior to being transfused to a patient.
M8970 | Warmer, Blood, High Volume | 1 | VV | Unit contains a proportional controller to regulate temperature in the heat exchanger and an audible high temperature alarm. Designed to provide a stable temperature for the controlled warming of blood or other fluids prior to being transfused to a patient. Unit may be a cuff type or circulating water heat exchanger.
M9110 | Table, Operating, 5 or 6 Section, Trauma | 1 | VV | Pedestal type, 5 or 6 section, operating table. Pedestal table, mounted on a solid base with casters and locks. Table top surface is fabricated from radio-translucent and conductive panels and is equipped with cassette tunnels in each of the table top sections. Table includes: Electro-hydraulic controls, side rail locking system, grounding receptacle and dual arm support section. It is designed for use in the operating room in a variety of surgical procedures. Table is configured to address the needs of trauma surgery.
S9755 | Suction System, Surgical, Mobile Rover Unit | 1 | VV | Surgical fluid waste management system with powered IV pole and smoke evacuation. Portable waste collection unit, for use with Docking Station (specified separately). Dual canisters (one 4L and one 20L), two levels of suction: 2-21in/Hg, fluid readout, 3 different port sizes for smoke tubing.
14 - CS167 - IP Robotics OR Equipment Room, Surg Svc | 14 - CS167 - IP Robotics OR Equipment Room, Surg Svc | 14 - CS167 - IP Robotics OR Equipment Room, Surg Svc | 14 - CS167 - IP Robotics OR Equipment Room, Surg Svc | 14 - CS167 - IP Robotics OR Equipment Room, Surg Svc
JSN | NAME | QTY | ACQ/INS | DESCRIPTION
E0963 | Cart, General Storage, Mobile | 3 | VV | Mobile General Storage Cart, approximately 72"H x 23"W x 22"D. THIS TYPICAL INCLUDES: 1 Locker Storage Container on Wheels, w/Solid Door 3 Tray/Shelves 2 Drawers, 3"H 4 Drawers, 6"H 1 Tray/Shelf Divider Drawer Organizer Bins
X3150 | Rack, Apron/Gloves, Wall Mounted | 1 | CC | Apron and gloves rack. This is a wall unit which holds aprons and gloves. The body is heavy gauge steel finish in gray or green baked enamel, glove and apron holding arms are aluminum. The unit's convenient on wall storage will prolong the useful life of your protection aprons by helping prevent damage to internal components.
15 - CS171 - IP Transplant Operating Room (OR), Surg Svc | 15 - CS171 - IP Transplant Operating Room (OR), Surg Svc | 15 - CS171 - IP Transplant Operating Room (OR), Surg Svc | 15 - CS171 - IP Transplant Operating Room (OR), Surg Svc | 15 - CS171 - IP Transplant Operating Room (OR), Surg Svc
JSN | NAME | QTY | ACQ/INS | DESCRIPTION
A1010 | Telecommunication Outlet | 4 | VV | Telecommunication outlet location.
A1014 | Telephone, Wall Mounted, 1 Line, With Speaker | 1 | VV | Telephone, wall mounted, 1 line, with speaker.
A1120 | Column, Service, Prefab, Surgical, Ceiling Mounted | 2 | CC | Prefabricated surgical service column. Strong 18 gauge stainless steel shell ceiling mounted unit with the following services: oxygen, nitrous oxide, nitrogen, medical air, medical vacuum, gas evacuation, electrical outlets, monitoring connectors, and IV holders. Specify type of column (fixed or retractable) and number of outlets required for each service. Size will vary with number of service outlets required. Designed to be used in the operating room, recovery and ICU-CCU rooms.
A1122 | Column, Equipment Arm, Ceiling Mounted, Surgery | 3 | CC | A ceiling mounted retractable equipment arm for use in the OR. Designed to provide equipment placement support, power receptacles including low-voltage panels, gas outlets and flat screen mounting for a surgical suite. Unit will provide a range of motion of up to 330 degrees with arm providing additional vertical movement. Units are custom configured with multiple options available. Price is based on a unit with two (double) retractable arms. Also available are units for use in anesthesia, ICU and ER.
A1130 | Cabinet, Control, Nitrogen | 2 | CC | Nitrogen control cabinet. Unit consists of supply cut-off valve, supply pressure gauge, pressure regulator (adjustable 0 to 200 PSI), outlet pressure gauge, nitrogen outlet and connection to surgical gas column. Specify recessed or surface mounting. Designed for powering surgical pneumatic tools.
A4015 | Clock, Elapsed Time, Electric | 1 | CC | Elapsed time digital electric clock. Single display time that can be used either as a clock or elapsed time indicator. Clock consists of buttons to set minutes, and hours for the time. For use in operating and delivery room, and medical service columns. Analog or digital displays may be provided as specified by the user.
A5077 | Dispenser, Hand Sanitizer, Hands-Free | 2 | VV | A touch free wall-mounted hand sanitizer dispenser. For use throughout a healthcare facility. Unit does not include the sanitizing liquid. Units are battery operated.
A5104 | Cart, Medical Waste Disposal, Mobile w/Foot Pedal | 1 | VV | Mobile molded cart with foot pedal, to house 18-24 gal sharps disposal container. Lid lift or slide opens easily with foot-operated pedal. Lid may remain closed when not in use to reduce exposure to contents. Ergonomic handle is telescopic. Heavy containers can be removed from the side with minimal lifting. Meets requirements of OSHA 29 CFR 1910.130.
A5107 | Dispenser, Glove, Surgical/Examination, Wall Mntd | 3 | VV | Examination three (Small Medium, Large) glove dispenser box for wall mounting. Fabricated of either cold rolled steel with a white baked enamel finish, plastic or acrylic. Hardware not included, Option 3 powder coated steel.
A5108 | Waste Disposal Unit, Sharps | 1 | VV | A container for collecting and transporting syringes and other sharps for decontamination and disposal. Available in 2 gallon and 8 gallon with locking rotor. Complies with OSHA regulations for handling sharps.
A5212 | Bracket, Television, Wall-Mounted, Tilt/Angle | 2 | VV | A wall mounted, tilt/angled TV bracket for 37" to 80" TVs. Mount will be a universal and VESA compliant unit with a load capacity of up to 130 lbs.
E0954 | Cart, Emergency, Mobile, 66"H x 32"W x 22"D | 1 | VV | THIS TYPICAL INCLUDES: 1 Cart body, style-A narrow, w/raised edge top 1 Accessory rail, side 1 Accessory rail, back 1 Defibrillator tray 1 IV pole 1 Breakaway bar 1 Flip-up shelf 1 Wastebasket 1 Oxygen tank holder 1 Electrical box-4 outlet 1 Cord wrap 4 Drawer, 3"H 3 Drawer, 6"H Drawer organizer bins.
E0963 | Cart, General Storage, Mobile | 2 | VV | Mobile General Storage Cart, approximately 72"H x 23"W x 22"D. THIS TYPICAL INCLUDES: 1 Locker Storage Container on Wheels, w/Solid Door 3 Tray/Shelves 2 Drawers, 3"H 4 Drawers, 6"H 1 Tray/Shelf Divider Drawer Organizer Bins
F0355 | Footstool, Straight | 4 | VV | Step stool. Used to assist patients getting on and off exam or surgical tables. Fitted with electrically conductive rubber tips.
F3050 | Whiteboard, Dry Erase | 1 | VV | Whiteboard unit, approximately 36" H x 48" W consisting of a white porcelain enamel writing surface with an attached chalk tray. Magnetic surface available. Image can be easily removed with a standard chalkboard eraser. For use with water color pens. Unit is ready to hang.
F3200 | Clock, Battery, 12" Diameter | 1 | VV | Clock, 12" diameter. Round surface, easy to read numbers with sweep second hand. Wall mounted unit for use when impractical to install a fully synchronized clock system. Battery operated, (batteries not included).
L0221 | Analyzer, Blood, Portable, Hand Held | 1 | VV | Handheld point-of-care testing analyzer. Utilizes single-use, disposable cartridges for diagnostic testing to include: Blood gases, electrolytes and chemistries, lactate, coagulation, hematology, and cardiac markers.
L1095 | Cell Saver, Autologous Blood Recovery | 1 | VV | Autologous blood recovery system, also known as a "Cell Saver." Used in the operating room and laboratory to wash extravascular blood free of debris, clots, etc., and to make the blood safe for re-infusion into the patient.
M0630 | Anesthesia Apparatus, 3 Gas | 1 | VV | Three gas anesthesia apparatus. Basic unit consists of steel cabinet with casters with one shallow, one medium, and one deep drawer, seven long scale eleven-inch flowmeters, five cylinder yokes, and telescoping absorber post. It includes two-canister model carbon dioxide absorber with inhalation and exhalation check valves, switch valve, switch valve elbow, sidearm Vernitrol, flow calculator, mounting kit, ventilator calculator, ventilator and an oxygen piping inlet. Also features nitrous oxide fail safe valve kit, aspirator kit, gas evacuator with vacuum and a flow meter safety cover. Used to dispense a mixture of gases during surgical procedures.
M0750 | Flowmeter, Air, Connect w/50 PSI Supply | 2 | VV | Air flowmeter. Unit has a stainless steel needle valve with clear flowtube for connection to 50 PSI air outlet from central pipeline system. Requires the appropriate adapter for connection to the wall outlet and fitting to connect to tubing. Database prices reflect fittings with an attached DISS power outlet. Other outlet and adapter configurations are available.
M0755 | Flowmeter, Oxygen, Low Flow | 4 | VV | Oxygen flowmeter. Consists of a clear crystal flowtube calibrated to 3.5 or 8 LPM depending on manufacturer. For oxygen regulation in hospital settings. Database pricing includes DISS fitting and DISS power outlet and wall adapter. Other fitting and adapter configurations are available.
M0765 | Regulator, Vacuum | 14 | VV | Vacuum pressure regulator for connection to central piped vacuum system. Standard display scale is graduated at least from 0 to 200 mm Hg of vacuum. Displays on specialized regulators may cover other vacuum ranges. Regulator type (continuous, intermittent, continuous/intermittent, surgical, pediatric, thoracic, etc.) as required. To be used in delivery, neonatal, pediatrics or any area where suction is required. Database pricing reflects continuous regulators graduated to 200 mm Hg with a full line vacuum selection switch and DISS configured inlets and outlets.
M1801 | Computer, Microprocessing, w/Flat Panel Monitor | 2 | VV | Desk top microprocessing computer. The unit shall consist of a central processing mini tower, flat panel monitor, keyboard, mouse and speakers. The system shall have the following minimum characteristics: a 2.8 GHz Pentium processor; 512 MB memory; 80GB hard drive; 32/48x CD-ROMDVD combo; 1.44MB network interface card; video 32 MB NVIDIA; a 18 inch flat panel monitor. The computer is used throughout the facility to input, manipulate and retrieve information.
M3070 | Hamper, Linen, Mobile, w/Lid | 2 | VV | Mobile linen hamper with hand or foot operated lid. Made of heavy tubular stainless steel with heavy gauge welded steel platform. Holds 25" hamper bags. Mounted on ball bearing casters. For linen transport in hospitals and clinics.
M3072 | Frame, Infectious Waste Bag w/Lid | 1 | VV | Frame for an infectious waste collection bag. Made of heavy tubular stainless steel with heavy gauge welded steel platform. Adjust to hold 18" or 25" trash bags. Mounted on ball bearing casters and includes permanently mounted hinged lid. Provides means of bagging infectious waste at point of waste generation.
M3080 | Cabinet, Instrument, CRS, 2 Glass Door, 6 Shelf | 2 | VV | Non-magnetic stainless steel instrument cabinet with two glass doors and six shelves (five adjustable). Cabinet body has a single storage compartment and seamless welded face. Shelf heights are adjustable on full length perforated strips mounted to the back and inside front cabinet corners. Cabinet is mounted on glides or casters. Cabinet may be covered by a sloping top.
M3109 | Electrosurgical/Coagulator, Argon Plasma | 1 | VV | An electrosurgical generator with an argon plasma coagulator and APC pulsed mode. This feature auto-regulates beam ignition and provides automatic dosing of power for increased control. The plug and play digital instrument recognition technology automatically configures the entire system to preprogrammed procedural parameters.
M3150 | Distribution System, Medication, Automatic | 1 | VV | An automated dispensing system that provides controlled dispensing, inventory and security. Size and cost will vary dependent on number of modules selected.
M3175 | Electrosurgical Unit, Dual Output | 1 | VV | Dual output electrosurgical unit. Solid state power source with foot switch jacks, monopolar and bipolar outputs, and four independent modes of operation. Used in the operating room or surgicenter as an alternative to the scalpel for cutting tissue.
M4250 | Pump, Syringe, Infusion | 2 | VV | The infusion syringe pump ensures highly accurate volume delivery and consistent flow for small volumes (<50 ml) of pharmacologic agents or thick feeding solutions. It shall be small, lightweight construction, making it transportable. Shall have menu-driven programming capable of flow rates (e.g. 0.1 or 1.0 mL/hr) that are intended for long-term bedside use and/or critical care patient transport, plunger positioning sensor, LCD display for easy viewing, volume limit programming to serve as a convenient cue of volume or dose delivery completion and multiple delivery modes for all applications requiring precisely controlled infusion rates. The infusion pump shall have automatic syringe size sensing which will give the flexibility to accept a wide range of syringe sizes (up to 60 mL) from different manufacturers. Shall be battery powered/AC adapter.
M4255 | Stand, IV, Adjustable | 2 | VV | Adjustable IV stand with 4-hook arrangement. Stand has stainless steel construction with heavy weight base. It adjusts from 66 inches to 100 inches and is mounted on conductive rubber, ball bearing, swivel casters. Stand is used for administering intravenous solutions.
M4266 | Pump, Volumetric, Infusion, Multiple Line | 3 | VV | Volumetric infusion pump. Pump is self-regulating with automatic sensor and adjustable rate. Equipped with visual and audible alarms and up to 10 hour capacity battery. For the administration of a wide variety of therapeutic agents where precise control is required. Unit provides individual control to IV lines simultaneously.
M4280 | Pump, Pneumatic Stocking/Cuff | 1 | VV | Pneumatic stocking/cuff pump. Pump provides alternating pressure to pneumatic stockings for reduction of the threat of deep vein thrombophlebitis in post operative patients. May also be used in the CCU for rotating cuff therapy for reduction of peripheral circulation in congestive heart failure patients.
M4287 | Irrigation System, Surgical | 1 | VV | High flow surgical irrigation pump up 2.5l/min, available in single and double flow.
M4645 | Patient Transfer Device | 1 | VV | A patient transfer board designed to make lateral patient transfers safer for staff and be more comfortable for the patients. The board uses a smooth, low friction and static free surface to eliminate the need for metal rollers. The board has a soft foam core that makes them lightweight for ease of use and storage. The long board device also enables the transfer of a patient in the seated or Fowler position. The boards come in three sizes with the long board being foldable. The dimensions and price are for the long wide board.
M4809 | Heart / Lung Machine, Portable | 1 | VV | A Portable multi-function heart-lung support system designed to treat patients needing extended respiratory and circulatory support. The device is a compact and light-weight system used for transporting patients while on circulatory and/or pulmonary support, up to 6 hours.
M4815 | Hypo/Hyperthermia Unit, Automatic/Manual, Mobile | 1 | VV | Automatic/manual hypo/hyperthermia unit. Sealed refrigeration system. Microprocessor controlled with multiple alarm system constantly monitoring temperature and water levels. Cabinet type unit. Designed to regulate body temperature by application of water-filled hypothermia blankets.
M4816 | Warming Unit, Patient, Automatic/Manual, Air | 2 | VV | Automatic/manual patient warming unit. Unit delivers a flow of warmed air through a perforated plastic blanket. Used primarily for postoperative patients to speed recovery of normal body temperature.
M4820 | Hemodialysis Unit, Mbl, w/Reverse Osmosis System | 1 | VV | Mobile renal dialysis system with a reverse osmosis water purification unit. The system consists of three major components: the dialysate delivery system, the extracorporeal blood delivery circuit (blood pump) and the dialyzer. The system also has its own monitoring and control circuits with temperature controls. An alarm system is automatically activated when there is changes in pressure or in the existence of leaks. Multiple electrical circuits (one for the dialyzer, one for the reverse osmosis system) may be needed to power this equipment combination. This dialyzer is intended for self-contained use in intensive care or step down units which do not have the water purification machinery found in a hemodialysis clinic. See JSN M1715 for units used in a hemodialysis clinic.
M5030 | Stool, Surgeon, Revolving | 2 | VV | Revolving stool. Consists of a padded upholstered seat with height adjustment. Unit rotates and is mounted on ball bearing swivel casters. Designed for use in examinations, treatment, and surgical procedures.
M5512 | Laser, Smoke Evacuator | 1 | VV | Filtration system used in conjunction with laser operations to remove surgical laser plume. The unit includes a pneumatic foot switch, disposable 0.12 micron HEPA primary filters, a secondary 0.12 micron ULPA/carbon filter, disposable funnels, reducer fittings and connector hoses.
M7475 | Light, Surgical, Ceiling Mounted, Single, Large | 1 | VC | Ceiling mounted surgical light generally 30-34" or larger in diameter depending on manufacturer. Light head is suspended from the ceiling by a mounting plate and pole. Light head contains several individual pods each with its own light source. Unit also has a detachable sterilizable handle. Minimum ceiling height for most models is 8'-9"; check the manufacturers' specific recommendations. Height dimension below refers to the height of the lamp housing. Width and depth are the length of the swing arm plus the light head diameter. This light is suitable for dual site surgery.
M7490 | Light, Surg, Ceiling Mtd, Dual, Unequal Dia Heads | 1 | VC | Dual head surgical light ceiling mounted from a single pole. Unit has two lamp heads of differing sizes mounted on individual swing arms. Unit features multiple lighting pods in each lamp head, deep cavity illumination, color-corrected light, intensity control and sterilizable handles. Refer to the manufacturers' specifications for minimum ceiling heights and installation data. The database height dimension below refers to the height of the lamp head itself. The width and depth measurements are the larger of the two sums of the swing arm length and the head diameter. For use in general purpose surgical suites.
M7650 | Defibrillator/Monitor, Acute Care | 1 | VV | Portable defibrillator/monitor for acute care includes biphasic defibrillator, pacing, SPO2, Interpretive 12-lead, NIBP monitoring, EtCO2 monitoring, Invasive pressure monitoring, Vital Sign monitoring, temperature probe, Fax transmission, PCMCIA Data Cards, Paddle accessories, and a color LCD.
M7801 | Monitor, Medical Grade 26 - 42" | 4 | VV | LED HD monitor capable of displaying medical grade images. Monitor's size is 26-42".
M7802 | Monitor, Medical Grade 55-65" | 2 | VV | LED HD monitor capable of displaying medical grade images. Monitor' size is 55 - 65".
M7818 | Monitor, Transport | 1 | VV | A light weight, rugged patient monitor for use during transport. Unit consists of a compact monitor with touchscreen display with up to 3 waveforms on a on a bright non-fading display. The unit measures ECG/respiration, NBP, SpO2, pressure, and temperature and CO2. Data can be transferred seamlessly throughout the continuum of care. Unit is approved for aeromedical use (US Army Airworthiness Certification and Evaluation (ACE) program. Battery run time of 3 hours before recharge.
M7845 | Monitor, Physiological, Bedside, 4 Channel | 1 | VV | 4 channel bedside physiological monitor. The unit consist of a four-channel non-fade monochrome display monitor, an alarm system and printer-recording capabilities. The monitor has color coded controls and automatic calibration. The unit displays up to four waveforms simultaneously. The parameters to be monitored are user selectable. The monitor may be connected to a central monitoring station. The unit monitors patients in most acute care areas, step-down units, procedure rooms and emergency rooms.
M8551 | Light Source, Fiberoptic Headlamp | 2 | VV | Fiberoptic light source for surgical headlamps. This unit provides color corrected light for surgical procedures where photography is not required.
M8606 | Endoscopy Cart, Fiberoptic, w/Video Accessories | 1 | VV | Endoscopy cart with video and print capabilities for use with fiberoptic (direct vision) endoscopes. This cart does not work with videoscopes. System takes optical images from a single endoscope and directly records them or converts them to digital signals for recording. A typical system cart includes the cart, a light source, an insufflator, a suction unit, a heat probe unit, an electrosurgical apparatus, a digital camera converter or color video camera, a camera controller, a monitor, a video/DVD recorder and a color printer. This JSN does not include the endoscope; refer to the endoscopes at JSNs M8500-M8550. Each cart can support one or more types of endoscope and should be specifically tailored to its intended use(s). This cart can be configured to interface with a network endoscopy information management system; refer to JSN M8600. Database physical information and pricing is for a higher cost system containing one of each of the above components.
M8800 | Cart, Anesthesia | 1 | VV | Mobile anesthesia cart. The cart shall be built of stainless steel or other appropriate material and mounted on 4" casters for easy mobility. It shall be capable of being equipped with bottle holders, adjustable IV pole, storage drawers, shelves and a top bar/rail.
M8810 | Stand, Mayo | 3 | VV | Adjustable instrument table. Table is corrosion resistant stainless steel construction and is mounted on two casters with two skid rails. It has telescopic upright adjusts from 39 inches to 60 inches with automatic locking device, and removable 13"x19" instrument tray. Designed for use in operating and procedure rooms.
M8825 | Table, Instrument/Dressing, CRS, approx. 36x20x34 | 2 | VV | Instrument and dressing table. Made of corrosion resistant stainless steel with a sound deadened top. Includes guard rail, shelf and two side-by-side drawers. The table is mounted on swivel, ball-bearing casters.
M8830 | Table, Instrument/Dressing, Mobile | 2 | VV | Mobile instrument/dressing table, approximately 34" H x 20" W x 16" D Corrosion resistant stainless steel mobile table with sound-deadening shelf and drawer. Unit is mounted on 2" casters. Designed for all purpose use in the hospital or clinic.
M8840 | Table, Back, Instrument/Dressing | 1 | VV | A specialty back table for large cases such as orthopedics, spinal fusions, neuro and craniotomies. The table has a pneumatic tuck-away cantilevered shelf which can hold multiple trays and is angled for clear observation of instruments. It comes with 4" diameter heavy-duty ball bearing brake/swivel casters. Construction is all stainless steel.
M8900 | Carriage, Pail, CRS, Without Pail | 3 | VV | Carriage, pail (kick bucket) CRS. Consists of a stainless steel ring type carriage mounted on ball bearing casters. Includes circular non-marring bumper. For use in the surgical operating room.
M8905 | Pail, Utility, CRS, With Carriage | 3 | VV | Utility pail (kick bucket). Shall be a stainless steel 12 quart bucket for use in surgical operating rooms.
M8910 | Cart, Surgical Case | 2 | VV | Surgical case cart. Unit consists of two hinged cabinet sections, each section equipped with two pull-out shelves with stops. The entire unit is mounted on four heavy duty conductive swivel casters. Used to transport surgical packs and supplies to surgery and soiled items back to central supply.
M8920 | Stand, Basin, CRS, Mobile, Double | 2 | VV | CRS, mobile, double basin stand with shelf. Stainless steel corrosion resistant frame constructed from two continuous inverted "U" shaped tubes, forming four legs and mounted on casters. Circular rings welded to top receive two removable 8 quart stainless steel basins. For open heart and other procedures.
M8925 | Stand, Basin, CRS, Mobile, Single | 2 | VV | Mobile single basin stand with shelf. The stand shall be constructed of tubular stainless steel and mounted on 2" swivel casters. Shall include a shelf and an 8 quart stainless steel basin. Intended for use in ORs and treatment areas.
M8940 | Stool, Anesthesia, With Back | 2 | VV | Anesthesia stool with back. All stainless steel with well-curved back panel and wide conductive seat. Designed for the anesthesiologist during surgical procedures.
M8950 | Warmer, Blood | 1 | VV | Unit consists of a temperature regulated water bath, circulating fluid, or dry heat with controls and an audible high temperature alarm. The warmer provides a stable environment for the controlled warming of blood or other fluids prior to being transfused to a patient.
M8970 | Warmer, Blood, High Volume | 1 | VV | Unit contains a proportional controller to regulate temperature in the heat exchanger and an audible high temperature alarm. Designed to provide a stable temperature for the controlled warming of blood or other fluids prior to being transfused to a patient. Unit may be a cuff type or circulating water heat exchanger.
M9110 | Table, Operating, 5 or 6 Section, Trauma | 1 | VV | Pedestal type, 5 or 6 section, operating table. Pedestal table, mounted on a solid base with casters and locks. Table top surface is fabricated from radio-translucent and conductive panels and is equipped with cassette tunnels in each of the table top sections. Table includes: Electro-hydraulic controls, side rail locking system, grounding receptacle and dual arm support section. It is designed for use in the operating room in a variety of surgical procedures. Table is configured to address the needs of trauma surgery.
R4785 | Ice Maker, Surgical Slush | 1 | VV | An automated surgical slush machine designed to produce a velvet soft slush to limit the likelihood of damaging tissue due to large or sharp ice particles during surgical procedures. Unit operates with a temperature range of 30 degrees F to 32 degrees F. The unit is also designed to operate quietly to not disrupt the OR environment. Casters allow for easy movement.
S9755 | Suction System, Surgical, Mobile Rover Unit | 1 | VV | Surgical fluid waste management system with powered IV pole and smoke evacuation. Portable waste collection unit, for use with Docking Station (specified separately). Dual canisters (one 4L and one 20L), two levels of suction: 2-21in/Hg, fluid readout, 3 different port sizes for smoke tubing.
X2105 | Scanner, Ultrasound, Cardiac (Echo) | 1 | VV | High definition, diagnostic ultrasound system for Radiology, Cardiology, Vascular, ob-gyn, Perinatology, and Surgical imaging applications. The unit employs curved, phased and linear array imaging technology. The system supports colorflow, pulse, continuous wave imaging modalities. On board software measurement packages available for all imaging applications. The system is DICOM 3.0 compatible, for easy linkage to filmless image management systems and review stations. In addition, a full line of probes and conventional recording devices are available.
16 - CS172 - IP Transplant OR Equipment Room, Surg Svc | 16 - CS172 - IP Transplant OR Equipment Room, Surg Svc | 16 - CS172 - IP Transplant OR Equipment Room, Surg Svc | 16 - CS172 - IP Transplant OR Equipment Room, Surg Svc | 16 - CS172 - IP Transplant OR Equipment Room, Surg Svc
JSN | NAME | QTY | ACQ/INS | DESCRIPTION
E0963 | Cart, General Storage, Mobile | 2 | VV | Mobile General Storage Cart, approximately 72"H x 23"W x 22"D. THIS TYPICAL INCLUDES: 1 Locker Storage Container on Wheels, w/Solid Door 3 Tray/Shelves 2 Drawers, 3"H 4 Drawers, 6"H 1 Tray/Shelf Divider Drawer Organizer Bins
M3165 | Cabinet, Catheter Storage | 2 | VV | A cabinet to be used for the hanging storage of catheters. Cabinet comes with adjustable laminate shelves, slide-out arms equipped with hangers to hold various size catheters, and doors. Door locks are an optional accessory.
M4855 | Monitor, Renal Preservation | 1 | VV | Monitor provides real-time data on the condition of stored kidneys and displays pulse pump rate, perfusate temp, systolic, mean and diastolic pressure, real time flow and renal resistance. It trends data and calculates the final resistance (mean pressure/flow). Battery to backup AC power failure.
X3150 | Rack, Apron/Gloves, Wall Mounted | 1 | CC | Apron and gloves rack. This is a wall unit which holds aprons and gloves. The body is heavy gauge steel finish in gray or green baked enamel, glove and apron holding arms are aluminum. The unit's convenient on wall storage will prolong the useful life of your protection aprons by helping prevent damage to internal components.
17 - CS181 - IP Surgical Hybrid Monoplane Operating Room (OR), Surg Svc | 17 - CS181 - IP Surgical Hybrid Monoplane Operating Room (OR), Surg Svc | 17 - CS181 - IP Surgical Hybrid Monoplane Operating Room (OR), Surg Svc | 17 - CS181 - IP Surgical Hybrid Monoplane Operating Room (OR), Surg Svc | 17 - CS181 - IP Surgical Hybrid Monoplane Operating Room (OR), Surg Svc
JSN | NAME | QTY | ACQ/INS | DESCRIPTION
A1014 | Telephone, Wall Mounted, 1 Line, With Speaker | 1 | VV | Telephone, wall mounted, 1 line, with speaker.
A1120 | Column, Service, Prefab, Surgical, Ceiling Mounted | 2 | CC | Prefabricated surgical service column. Strong 18 gauge stainless steel shell ceiling mounted unit with the following services: oxygen, nitrous oxide, nitrogen, medical air, medical vacuum, gas evacuation, electrical outlets, monitoring connectors, and IV holders. Specify type of column (fixed or retractable) and number of outlets required for each service. Size will vary with number of service outlets required. Designed to be used in the operating room, recovery and ICU-CCU rooms.
A1122 | Column, Equipment Arm, Ceiling Mounted, Surgery | 4 | CC | A ceiling mounted retractable equipment arm for use in the OR. Designed to provide equipment placement support, power receptacles including low-voltage panels, gas outlets and flat screen mounting for a surgical suite. Unit will provide a range of motion of up to 330 degrees with arm providing additional vertical movement. Units are custom configured with multiple options available. Price is based on a unit with two (double) retractable arms. Also available are units for use in anesthesia, ICU and ER.
A1130 | Cabinet, Control, Nitrogen | 3 | CC | Nitrogen control cabinet. Unit consists of supply cut-off valve, supply pressure gauge, pressure regulator (adjustable 0 to 200 PSI), outlet pressure gauge, nitrogen outlet and connection to surgical gas column. Specify recessed or surface mounting. Designed for powering surgical pneumatic tools.
A4015 | Clock, Elapsed Time, Electric | 1 | CC | Elapsed time digital electric clock. Single display time that can be used either as a clock or elapsed time indicator. Clock consists of buttons to set minutes, and hours for the time. For use in operating and delivery room, and medical service columns. Analog or digital displays may be provided as specified by the user.
A5077 | Dispenser, Hand Sanitizer, Hands-Free | 2 | VV | A touch free wall-mounted hand sanitizer dispenser. For use throughout a healthcare facility. Unit does not include the sanitizing liquid. Units are battery operated.
A5104 | Cart, Medical Waste Disposal, Mobile w/Foot Pedal | 1 | VV | Mobile molded cart with foot pedal, to house 18-24 gal sharps disposal container. Lid lift or slide opens easily with foot-operated pedal. Lid may remain closed when not in use to reduce exposure to contents. Ergonomic handle is telescopic. Heavy containers can be removed from the side with minimal lifting. Meets requirements of OSHA 29 CFR 1910.130.
A5107 | Dispenser, Glove, Surgical/Examination, Wall Mntd | 2 | VV | Examination three (Small Medium, Large) glove dispenser box for wall mounting. Fabricated of either cold rolled steel with a white baked enamel finish, plastic or acrylic. Hardware not included, Option 3 powder coated steel.
A5108 | Waste Disposal Unit, Sharps | 1 | VV | A container for collecting and transporting syringes and other sharps for decontamination and disposal. Available in 2 gallon and 8 gallon with locking rotor. Complies with OSHA regulations for handling sharps.
A5212 | Bracket, Television, Wall-Mounted, Tilt/Angle | 2 | VV | A wall mounted, tilt/angled TV bracket for 37" to 80" TVs. Mount will be a universal and VESA compliant unit with a load capacity of up to 130 lbs.
E0948 | Cart, General Storage, Mobile, 42"H x 32"W x 22"D | 1 | VV | THIS TYPICAL INCLUDES: 1 Cart Body, Style-A Narrow, w/Raised Edge Top 2 Drawers, 3" H 4 Drawers, 6" H 1 Accessory Rail, Side Drawer Organizer Bins
E0954 | Cart, Emergency, Mobile, 66"H x 32"W x 22"D | 1 | VV | THIS TYPICAL INCLUDES: 1 Cart body, style-A narrow, w/raised edge top 1 Accessory rail, side 1 Accessory rail, back 1 Defibrillator tray 1 IV pole 1 Breakaway bar 1 Flip-up shelf 1 Wastebasket 1 Oxygen tank holder 1 Electrical box-4 outlet 1 Cord wrap 4 Drawer, 3"H 3 Drawer, 6"H Drawer organizer bins.
F0355 | Footstool, Straight | 4 | VV | Step stool. Used to assist patients getting on and off exam or surgical tables. Fitted with electrically conductive rubber tips.
F3050 | Whiteboard, Dry Erase | 1 | VV | Whiteboard unit, approximately 36" H x 48" W consisting of a white porcelain enamel writing surface with an attached chalk tray. Magnetic surface available. Image can be easily removed with a standard chalkboard eraser. For use with water color pens. Unit is ready to hang.
F3200 | Clock, Battery, 12" Diameter | 1 | VV | Clock, 12" diameter. Round surface, easy to read numbers with sweep second hand. Wall mounted unit for use when impractical to install a fully synchronized clock system. Battery operated, (batteries not included).
L0221 | Analyzer, Blood, Portable, Hand Held | 1 | VV | Handheld point-of-care testing analyzer. Utilizes single-use, disposable cartridges for diagnostic testing to include: Blood gases, electrolytes and chemistries, lactate, coagulation, hematology, and cardiac markers.
L1095 | Cell Saver, Autologous Blood Recovery | 1 | VV | Autologous blood recovery system, also known as a "Cell Saver." Used in the operating room and laboratory to wash extravascular blood free of debris, clots, etc., and to make the blood safe for re-infusion into the patient.
M0630 | Anesthesia Apparatus, 3 Gas | 1 | VV | Three gas anesthesia apparatus. Basic unit consists of steel cabinet with casters with one shallow, one medium, and one deep drawer, seven long scale eleven-inch flowmeters, five cylinder yokes, and telescoping absorber post. It includes two-canister model carbon dioxide absorber with inhalation and exhalation check valves, switch valve, switch valve elbow, sidearm Vernitrol, flow calculator, mounting kit, ventilator calculator, ventilator and an oxygen piping inlet. Also features nitrous oxide fail safe valve kit, aspirator kit, gas evacuator with vacuum and a flow meter safety cover. Used to dispense a mixture of gases during surgical procedures.
M0750 | Flowmeter, Air, Connect w/50 PSI Supply | 4 | VV | Air flowmeter. Unit has a stainless steel needle valve with clear flowtube for connection to 50 PSI air outlet from central pipeline system. Requires the appropriate adapter for connection to the wall outlet and fitting to connect to tubing. Database prices reflect fittings with an attached DISS power outlet. Other outlet and adapter configurations are available.
M0755 | Flowmeter, Oxygen, Low Flow | 6 | VV | Oxygen flowmeter. Consists of a clear crystal flowtube calibrated to 3.5 or 8 LPM depending on manufacturer. For oxygen regulation in hospital settings. Database pricing includes DISS fitting and DISS power outlet and wall adapter. Other fitting and adapter configurations are available.
M0765 | Regulator, Vacuum | 17 | VV | Vacuum pressure regulator for connection to central piped vacuum system. Standard display scale is graduated at least from 0 to 200 mm Hg of vacuum. Displays on specialized regulators may cover other vacuum ranges. Regulator type (continuous, intermittent, continuous/intermittent, surgical, pediatric, thoracic, etc.) as required. To be used in delivery, neonatal, pediatrics or any area where suction is required. Database pricing reflects continuous regulators graduated to 200 mm Hg with a full line vacuum selection switch and DISS configured inlets and outlets.
M1801 | Computer, Microprocessing, w/Flat Panel Monitor | 2 | VV | Desk top microprocessing computer. The unit shall consist of a central processing mini tower, flat panel monitor, keyboard, mouse and speakers. The system shall have the following minimum characteristics: a 2.8 GHz Pentium processor; 512 MB memory; 80GB hard drive; 32/48x CD-ROMDVD combo; 1.44MB network interface card; video 32 MB NVIDIA; a 18 inch flat panel monitor. The computer is used throughout the facility to input, manipulate and retrieve information.
M3070 | Hamper, Linen, Mobile, w/Lid | 2 | VV | Mobile linen hamper with hand or foot operated lid. Made of heavy tubular stainless steel with heavy gauge welded steel platform. Holds 25" hamper bags. Mounted on ball bearing casters. For linen transport in hospitals and clinics.
M3072 | Frame, Infectious Waste Bag w/Lid | 1 | VV | Frame for an infectious waste collection bag. Made of heavy tubular stainless steel with heavy gauge welded steel platform. Adjust to hold 18" or 25" trash bags. Mounted on ball bearing casters and includes permanently mounted hinged lid. Provides means of bagging infectious waste at point of waste generation.
M3080 | Cabinet, Instrument, CRS, 2 Glass Door, 6 Shelf | 2 | VV | Non-magnetic stainless steel instrument cabinet with two glass doors and six shelves (five adjustable). Cabinet body has a single storage compartment and seamless welded face. Shelf heights are adjustable on full length perforated strips mounted to the back and inside front cabinet corners. Cabinet is mounted on glides or casters. Cabinet may be covered by a sloping top.
M3109 | Electrosurgical/Coagulator, Argon Plasma | 1 | VV | An electrosurgical generator with an argon plasma coagulator and APC pulsed mode. This feature auto-regulates beam ignition and provides automatic dosing of power for increased control. The plug and play digital instrument recognition technology automatically configures the entire system to preprogrammed procedural parameters.
M3150 | Distribution System, Medication, Automatic | 1 | VV | An automated dispensing system that provides controlled dispensing, inventory and security. Size and cost will vary dependent on number of modules selected.
M3165 | Cabinet, Catheter Storage | 2 | VV | A cabinet to be used for the hanging storage of catheters. Cabinet comes with adjustable laminate shelves, slide-out arms equipped with hangers to hold various size catheters, and doors. Door locks are an optional accessory.
M3175 | Electrosurgical Unit, Dual Output | 1 | VV | Dual output electrosurgical unit. Solid state power source with foot switch jacks, monopolar and bipolar outputs, and four independent modes of operation. Used in the operating room or surgicenter as an alternative to the scalpel for cutting tissue.
M4250 | Pump, Syringe, Infusion | 2 | VV | The infusion syringe pump ensures highly accurate volume delivery and consistent flow for small volumes (<50 ml) of pharmacologic agents or thick feeding solutions. It shall be small, lightweight construction, making it transportable. Shall have menu-driven programming capable of flow rates (e.g. 0.1 or 1.0 mL/hr) that are intended for long-term bedside use and/or critical care patient transport, plunger positioning sensor, LCD display for easy viewing, volume limit programming to serve as a convenient cue of volume or dose delivery completion and multiple delivery modes for all applications requiring precisely controlled infusion rates. The infusion pump shall have automatic syringe size sensing which will give the flexibility to accept a wide range of syringe sizes (up to 60 mL) from different manufacturers. Shall be battery powered/AC adapter.
M4255 | Stand, IV, Adjustable | 3 | VV | Adjustable IV stand with 4-hook arrangement. Stand has stainless steel construction with heavy weight base. It adjusts from 66 inches to 100 inches and is mounted on conductive rubber, ball bearing, swivel casters. Stand is used for administering intravenous solutions.
M4266 | Pump, Volumetric, Infusion, Multiple Line | 3 | VV | Volumetric infusion pump. Pump is self-regulating with automatic sensor and adjustable rate. Equipped with visual and audible alarms and up to 10 hour capacity battery. For the administration of a wide variety of therapeutic agents where precise control is required. Unit provides individual control to IV lines simultaneously.
M4280 | Pump, Pneumatic Stocking/Cuff | 1 | VV | Pneumatic stocking/cuff pump. Pump provides alternating pressure to pneumatic stockings for reduction of the threat of deep vein thrombophlebitis in post operative patients. May also be used in the CCU for rotating cuff therapy for reduction of peripheral circulation in congestive heart failure patients.
M4287 | Irrigation System, Surgical | 1 | VV | High flow surgical irrigation pump up 2.5l/min, available in single and double flow.
M4645 | Patient Transfer Device | 1 | VV | A patient transfer board designed to make lateral patient transfers safer for staff and be more comfortable for the patients. The board uses a smooth, low friction and static free surface to eliminate the need for metal rollers. The board has a soft foam core that makes them lightweight for ease of use and storage. The long board device also enables the transfer of a patient in the seated or Fowler position. The boards come in three sizes with the long board being foldable. The dimensions and price are for the long wide board.
M4811 | Pump, Intra-Aortic, Balloon | 1 | VV | Intra-aortic balloon pump. Item is used to treat cardiogenic shock resulting from extensive myocardial injury or damage. The pump shall function from line or battery power and is to be a mobile unit. It contains physiological monitoring, pacing, and pumping capabilities. It requires minimal set-up time and has immediate pumping capability. Adjustments can be accomplished without interruption of pumping. The monitor can be mounted remotely for the clinicians convenience and permits viewing of both cardio-pulmonary bypass and intra-aortic balloon pump simultaneously. The pump is designed for use in the critical care unit, operating room, cardiac cath lab and during transport.
M4812 | Pacemaker, Single Chamber, External, Temporary | 1 | VV | A single chamber, external temporary pacemaker designed to provide acute therapeutic, prophylactic, and diagnostic pacing support. It is capable of operating in the demand or asynchronous modes and includes adjustable rate, output, and sensing controls. Battery operated.
M4815 | Hypo/Hyperthermia Unit, Automatic/Manual, Mobile | 2 | VV | Automatic/manual hypo/hyperthermia unit. Sealed refrigeration system. Microprocessor controlled with multiple alarm system constantly monitoring temperature and water levels. Cabinet type unit. Designed to regulate body temperature by application of water-filled hypothermia blankets.
M4816 | Warming Unit, Patient, Automatic/Manual, Air | 1 | VV | Automatic/manual patient warming unit. Unit delivers a flow of warmed air through a perforated plastic blanket. Used primarily for postoperative patients to speed recovery of normal body temperature.
M5030 | Stool, Surgeon, Revolving | 2 | VV | Revolving stool. Consists of a padded upholstered seat with height adjustment. Unit rotates and is mounted on ball bearing swivel casters. Designed for use in examinations, treatment, and surgical procedures.
M5512 | Laser, Smoke Evacuator | 1 | VV | Filtration system used in conjunction with laser operations to remove surgical laser plume. The unit includes a pneumatic foot switch, disposable 0.12 micron HEPA primary filters, a secondary 0.12 micron ULPA/carbon filter, disposable funnels, reducer fittings and connector hoses.
M7475 | Light, Surgical, Ceiling Mounted, Single, Large | 1 | VC | Ceiling mounted surgical light generally 30-34" or larger in diameter depending on manufacturer. Light head is suspended from the ceiling by a mounting plate and pole. Light head contains several individual pods each with its own light source. Unit also has a detachable sterilizable handle. Minimum ceiling height for most models is 8'-9"; check the manufacturers' specific recommendations. Height dimension below refers to the height of the lamp housing. Width and depth are the length of the swing arm plus the light head diameter. This light is suitable for dual site surgery.
M7490 | Light, Surg, Ceiling Mtd, Dual, Unequal Dia Heads | 1 | VC | Dual head surgical light ceiling mounted from a single pole. Unit has two lamp heads of differing sizes mounted on individual swing arms. Unit features multiple lighting pods in each lamp head, deep cavity illumination, color-corrected light, intensity control and sterilizable handles. Refer to the manufacturers' specifications for minimum ceiling heights and installation data. The database height dimension below refers to the height of the lamp head itself. The width and depth measurements are the larger of the two sums of the swing arm length and the head diameter. For use in general purpose surgical suites.
M7650 | Defibrillator/Monitor, Acute Care | 1 | VV | Portable defibrillator/monitor for acute care includes biphasic defibrillator, pacing, SPO2, Interpretive 12-lead, NIBP monitoring, EtCO2 monitoring, Invasive pressure monitoring, Vital Sign monitoring, temperature probe, Fax transmission, PCMCIA Data Cards, Paddle accessories, and a color LCD.
M7801 | Monitor, Medical Grade 26 - 42" | 4 | VV | LED HD monitor capable of displaying medical grade images. Monitor's size is 26-42".
M7802 | Monitor, Medical Grade 55-65" | 2 | VV | LED HD monitor capable of displaying medical grade images. Monitor' size is 55 - 65".
M7818 | Monitor, Transport | 1 | VV | A light weight, rugged patient monitor for use during transport. Unit consists of a compact monitor with touchscreen display with up to 3 waveforms on a on a bright non-fading display. The unit measures ECG/respiration, NBP, SpO2, pressure, and temperature and CO2. Data can be transferred seamlessly throughout the continuum of care. Unit is approved for aeromedical use (US Army Airworthiness Certification and Evaluation (ACE) program. Battery run time of 3 hours before recharge.
M7845 | Monitor, Physiological, Bedside, 4 Channel | 1 | VV | 4 channel bedside physiological monitor. The unit consist of a four-channel non-fade monochrome display monitor, an alarm system and printer-recording capabilities. The monitor has color coded controls and automatic calibration. The unit displays up to four waveforms simultaneously. The parameters to be monitored are user selectable. The monitor may be connected to a central monitoring station. The unit monitors patients in most acute care areas, step-down units, procedure rooms and emergency rooms.
M7860 | Monitoring System, Cardiac Catheterization Lab | 1 | VV | Computerized monitoring system for use in cardiac catheterization labs, electrophysiology labs and cardio-thoracic operating rooms. The system can display up to 32 different waveforms simultaneously, perform calculations of hemodynamic parameters, valve areas and cardiac output, archive procedure results and accept inputs from a variety of monitoring devices. The installed system can also include remote monitors/terminals and additional workstations and may interface with hospital-wide physiological monitoring or clinical information systems. The system includes several configurations in different locations. Database physical dimensions reflect the largest of these work centers. The estimated total 20 amp electrical requirements will be spread across several circuits in several locations. The system price varies greatly on the size and sophistication of the end user's requirements.
M8551 | Light Source, Fiberoptic Headlamp | 2 | VV | Fiberoptic light source for surgical headlamps. This unit provides color corrected light for surgical procedures where photography is not required.
M8606 | Endoscopy Cart, Fiberoptic, w/Video Accessories | 1 | VV | Endoscopy cart with video and print capabilities for use with fiberoptic (direct vision) endoscopes. This cart does not work with videoscopes. System takes optical images from a single endoscope and directly records them or converts them to digital signals for recording. A typical system cart includes the cart, a light source, an insufflator, a suction unit, a heat probe unit, an electrosurgical apparatus, a digital camera converter or color video camera, a camera controller, a monitor, a video/DVD recorder and a color printer. This JSN does not include the endoscope; refer to the endoscopes at JSNs M8500-M8550. Each cart can support one or more types of endoscope and should be specifically tailored to its intended use(s). This cart can be configured to interface with a network endoscopy information management system; refer to JSN M8600. Database physical information and pricing is for a higher cost system containing one of each of the above components.
M8800 | Cart, Anesthesia | 1 | VV | Mobile anesthesia cart. The cart shall be built of stainless steel or other appropriate material and mounted on 4" casters for easy mobility. It shall be capable of being equipped with bottle holders, adjustable IV pole, storage drawers, shelves and a top bar/rail.
M8810 | Stand, Mayo | 3 | VV | Adjustable instrument table. Table is corrosion resistant stainless steel construction and is mounted on two casters with two skid rails. It has telescopic upright adjusts from 39 inches to 60 inches with automatic locking device, and removable 13"x19" instrument tray. Designed for use in operating and procedure rooms.
M8825 | Table, Instrument/Dressing, CRS, approx. 36x20x34 | 2 | VV | Instrument and dressing table. Made of corrosion resistant stainless steel with a sound deadened top. Includes guard rail, shelf and two side-by-side drawers. The table is mounted on swivel, ball-bearing casters.
M8830 | Table, Instrument/Dressing, Mobile | 2 | VV | Mobile instrument/dressing table, approximately 34" H x 20" W x 16" D Corrosion resistant stainless steel mobile table with sound-deadening shelf and drawer. Unit is mounted on 2" casters. Designed for all purpose use in the hospital or clinic.
M8840 | Table, Back, Instrument/Dressing | 1 | VV | A specialty back table for large cases such as orthopedics, spinal fusions, neuro and craniotomies. The table has a pneumatic tuck-away cantilevered shelf which can hold multiple trays and is angled for clear observation of instruments. It comes with 4" diameter heavy-duty ball bearing brake/swivel casters. Construction is all stainless steel.
M8900 | Carriage, Pail, CRS, Without Pail | 3 | VV | Carriage, pail (kick bucket) CRS. Consists of a stainless steel ring type carriage mounted on ball bearing casters. Includes circular non-marring bumper. For use in the surgical operating room.
M8905 | Pail, Utility, CRS, With Carriage | 3 | VV | Utility pail (kick bucket). Shall be a stainless steel 12 quart bucket for use in surgical operating rooms.
M8910 | Cart, Surgical Case | 2 | VV | Surgical case cart. Unit consists of two hinged cabinet sections, each section equipped with two pull-out shelves with stops. The entire unit is mounted on four heavy duty conductive swivel casters. Used to transport surgical packs and supplies to surgery and soiled items back to central supply.
M8920 | Stand, Basin, CRS, Mobile, Double | 2 | VV | CRS, mobile, double basin stand with shelf. Stainless steel corrosion resistant frame constructed from two continuous inverted "U" shaped tubes, forming four legs and mounted on casters. Circular rings welded to top receive two removable 8 quart stainless steel basins. For open heart and other procedures.
M8925 | Stand, Basin, CRS, Mobile, Single | 2 | VV | Mobile single basin stand with shelf. The stand shall be constructed of tubular stainless steel and mounted on 2" swivel casters. Shall include a shelf and an 8 quart stainless steel basin. Intended for use in ORs and treatment areas.
M8940 | Stool, Anesthesia, With Back | 3 | VV | Anesthesia stool with back. All stainless steel with well-curved back panel and wide conductive seat. Designed for the anesthesiologist during surgical procedures.
M8950 | Warmer, Blood | 1 | VV | Unit consists of a temperature regulated water bath, circulating fluid, or dry heat with controls and an audible high temperature alarm. The warmer provides a stable environment for the controlled warming of blood or other fluids prior to being transfused to a patient.
M8970 | Warmer, Blood, High Volume | 1 | VV | Unit contains a proportional controller to regulate temperature in the heat exchanger and an audible high temperature alarm. Designed to provide a stable temperature for the controlled warming of blood or other fluids prior to being transfused to a patient. Unit may be a cuff type or circulating water heat exchanger.
M9080 | Table, Operating, Pedestal, 5 Section | 1 | VV | Pedestal type major operating table with 5 sections. Table is mounted on a solid base with casters and locks. Table top surface is fabricated from radio-translucent, conductive panels and the larger table sections are equipped with radiographic cassette tunnels. Table includes Electro-hydraulic controls, side rail locking system, kidney elevator, grounding receptacle and dual arm support section. Designed for use in the operating room in a variety of surgical procedures.
R4785 | Ice Maker, Surgical Slush | 1 | VV | An automated surgical slush machine designed to produce a velvet soft slush to limit the likelihood of damaging tissue due to large or sharp ice particles during surgical procedures. Unit operates with a temperature range of 30 degrees F to 32 degrees F. The unit is also designed to operate quietly to not disrupt the OR environment. Casters allow for easy movement.
S9755 | Suction System, Surgical, Mobile Rover Unit | 1 | VV | Surgical fluid waste management system with powered IV pole and smoke evacuation. Portable waste collection unit, for use with Docking Station (specified separately). Dual canisters (one 4L and one 20L), two levels of suction: 2-21in/Hg, fluid readout, 3 different port sizes for smoke tubing.
X2106 | Scanner, Ultrasound, Intra-Cardiac Echo | 1 | VV | A portable cardiovascular ultrasound with full diagnostic and monitoring capabilities. The unit employs phased-array transducer technology for 2D, color and Doppler imaging. It will have multiple focal zones to optimize image quality. The unit will have an integrated EchoPAC with data review, analysis, patient archive and reporting capabilities. It will have full DICOM connectivity with embedded raw data speeds allowing for post-exam quantitative analyses at the users convenience. The rechargeable battery will provide up to 1 hour of full scan operation.
X3145 | Screen, X-Ray, Protective, Mobile | 1 | VV | Mobile X-ray protective screen/barrier. The X-ray barrier provides optically-clear visibility while shielding medical personnel from scatter radiation. Its large clear Pb lead-plastic or acrylic window offers 0.5 mm lead-equivalent protection to the user's head and upper body. The unit is used for effective radiation protection of department personnel during vascular or other procedures. This unit can fit any application with its mobility. Adjustable screens are also available.
X6190 | Radiographic/Fluoro Unit, Cardiac, 100 kW, Digital | 1 | VC | This system is specifically designed to perform biplane radiographic/fluoroscopic examinations in the Cardiology Department. On-line digital cardiac image processing will provide instant availability of images for review. This units characteristics and components include 100 kW micro-processor controlled X-ray generators, C-arm and U arm with 9” multi-field Image Intensifier, integrated X-ray tube unit and cine camera. The Digital Imaging for both the AP and Lateral planes shall consists of a computer, keyboard with acquisition, viewing monitor, and slave monitor. The system shall be DICOM 3.0 compatible, for easy linkage to filmless image management systems and review stations. It is recommended that the TV monitors be ceiling suspended. System to be procured with Cardiac Cath Lab computerized analysis/monitoring system.
18 - CS182 - IP Surgical Hybrid Biplane Operating Room (OR), Surg Svc | 18 - CS182 - IP Surgical Hybrid Biplane Operating Room (OR), Surg Svc | 18 - CS182 - IP Surgical Hybrid Biplane Operating Room (OR), Surg Svc | 18 - CS182 - IP Surgical Hybrid Biplane Operating Room (OR), Surg Svc | 18 - CS182 - IP Surgical Hybrid Biplane Operating Room (OR), Surg Svc
JSN | NAME | QTY | ACQ/INS | DESCRIPTION
A1014 | Telephone, Wall Mounted, 1 Line, With Speaker | 1 | VV | Telephone, wall mounted, 1 line, with speaker.
A1120 | Column, Service, Prefab, Surgical, Ceiling Mounted | 2 | CC | Prefabricated surgical service column. Strong 18 gauge stainless steel shell ceiling mounted unit with the following services: oxygen, nitrous oxide, nitrogen, medical air, medical vacuum, gas evacuation, electrical outlets, monitoring connectors, and IV holders. Specify type of column (fixed or retractable) and number of outlets required for each service. Size will vary with number of service outlets required. Designed to be used in the operating room, recovery and ICU-CCU rooms.
A1122 | Column, Equipment Arm, Ceiling Mounted, Surgery | 4 | CC | A ceiling mounted retractable equipment arm for use in the OR. Designed to provide equipment placement support, power receptacles including low-voltage panels, gas outlets and flat screen mounting for a surgical suite. Unit will provide a range of motion of up to 330 degrees with arm providing additional vertical movement. Units are custom configured with multiple options available. Price is based on a unit with two (double) retractable arms. Also available are units for use in anesthesia, ICU and ER.
A1130 | Cabinet, Control, Nitrogen | 3 | CC | Nitrogen control cabinet. Unit consists of supply cut-off valve, supply pressure gauge, pressure regulator (adjustable 0 to 200 PSI), outlet pressure gauge, nitrogen outlet and connection to surgical gas column. Specify recessed or surface mounting. Designed for powering surgical pneumatic tools.
A4015 | Clock, Elapsed Time, Electric | 1 | CC | Elapsed time digital electric clock. Single display time that can be used either as a clock or elapsed time indicator. Clock consists of buttons to set minutes, and hours for the time. For use in operating and delivery room, and medical service columns. Analog or digital displays may be provided as specified by the user.
A5077 | Dispenser, Hand Sanitizer, Hands-Free | 2 | VV | A touch free wall-mounted hand sanitizer dispenser. For use throughout a healthcare facility. Unit does not include the sanitizing liquid. Units are battery operated.
A5104 | Cart, Medical Waste Disposal, Mobile w/Foot Pedal | 1 | VV | Mobile molded cart with foot pedal, to house 18-24 gal sharps disposal container. Lid lift or slide opens easily with foot-operated pedal. Lid may remain closed when not in use to reduce exposure to contents. Ergonomic handle is telescopic. Heavy containers can be removed from the side with minimal lifting. Meets requirements of OSHA 29 CFR 1910.130.
A5107 | Dispenser, Glove, Surgical/Examination, Wall Mntd | 2 | VV | Examination three (Small Medium, Large) glove dispenser box for wall mounting. Fabricated of either cold rolled steel with a white baked enamel finish, plastic or acrylic. Hardware not included, Option 3 powder coated steel.
A5108 | Waste Disposal Unit, Sharps | 1 | VV | A container for collecting and transporting syringes and other sharps for decontamination and disposal. Available in 2 gallon and 8 gallon with locking rotor. Complies with OSHA regulations for handling sharps.
A5212 | Bracket, Television, Wall-Mounted, Tilt/Angle | 2 | VV | A wall mounted, tilt/angled TV bracket for 37" to 80" TVs. Mount will be a universal and VESA compliant unit with a load capacity of up to 130 lbs.
E0948 | Cart, General Storage, Mobile, 42"H x 32"W x 22"D | 1 | VV | THIS TYPICAL INCLUDES: 1 Cart Body, Style-A Narrow, w/Raised Edge Top 2 Drawers, 3" H 4 Drawers, 6" H 1 Accessory Rail, Side Drawer Organizer Bins
E0954 | Cart, Emergency, Mobile, 66"H x 32"W x 22"D | 1 | VV | THIS TYPICAL INCLUDES: 1 Cart body, style-A narrow, w/raised edge top 1 Accessory rail, side 1 Accessory rail, back 1 Defibrillator tray 1 IV pole 1 Breakaway bar 1 Flip-up shelf 1 Wastebasket 1 Oxygen tank holder 1 Electrical box-4 outlet 1 Cord wrap 4 Drawer, 3"H 3 Drawer, 6"H Drawer organizer bins.
F0355 | Footstool, Straight | 4 | VV | Step stool. Used to assist patients getting on and off exam or surgical tables. Fitted with electrically conductive rubber tips.
F3050 | Whiteboard, Dry Erase | 1 | VV | Whiteboard unit, approximately 36" H x 48" W consisting of a white porcelain enamel writing surface with an attached chalk tray. Magnetic surface available. Image can be easily removed with a standard chalkboard eraser. For use with water color pens. Unit is ready to hang.
F3200 | Clock, Battery, 12" Diameter | 1 | VV | Clock, 12" diameter. Round surface, easy to read numbers with sweep second hand. Wall mounted unit for use when impractical to install a fully synchronized clock system. Battery operated, (batteries not included).
L0221 | Analyzer, Blood, Portable, Hand Held | 1 | VV | Handheld point-of-care testing analyzer. Utilizes single-use, disposable cartridges for diagnostic testing to include: Blood gases, electrolytes and chemistries, lactate, coagulation, hematology, and cardiac markers.
L1095 | Cell Saver, Autologous Blood Recovery | 1 | VV | Autologous blood recovery system, also known as a "Cell Saver." Used in the operating room and laboratory to wash extravascular blood free of debris, clots, etc., and to make the blood safe for re-infusion into the patient.
M0630 | Anesthesia Apparatus, 3 Gas | 1 | VV | Three gas anesthesia apparatus. Basic unit consists of steel cabinet with casters with one shallow, one medium, and one deep drawer, seven long scale eleven-inch flowmeters, five cylinder yokes, and telescoping absorber post. It includes two-canister model carbon dioxide absorber with inhalation and exhalation check valves, switch valve, switch valve elbow, sidearm Vernitrol, flow calculator, mounting kit, ventilator calculator, ventilator and an oxygen piping inlet. Also features nitrous oxide fail safe valve kit, aspirator kit, gas evacuator with vacuum and a flow meter safety cover. Used to dispense a mixture of gases during surgical procedures.
M0750 | Flowmeter, Air, Connect w/50 PSI Supply | 4 | VV | Air flowmeter. Unit has a stainless steel needle valve with clear flowtube for connection to 50 PSI air outlet from central pipeline system. Requires the appropriate adapter for connection to the wall outlet and fitting to connect to tubing. Database prices reflect fittings with an attached DISS power outlet. Other outlet and adapter configurations are available.
M0755 | Flowmeter, Oxygen, Low Flow | 6 | VV | Oxygen flowmeter. Consists of a clear crystal flowtube calibrated to 3.5 or 8 LPM depending on manufacturer. For oxygen regulation in hospital settings. Database pricing includes DISS fitting and DISS power outlet and wall adapter. Other fitting and adapter configurations are available.
M0765 | Regulator, Vacuum | 17 | VV | Vacuum pressure regulator for connection to central piped vacuum system. Standard display scale is graduated at least from 0 to 200 mm Hg of vacuum. Displays on specialized regulators may cover other vacuum ranges. Regulator type (continuous, intermittent, continuous/intermittent, surgical, pediatric, thoracic, etc.) as required. To be used in delivery, neonatal, pediatrics or any area where suction is required. Database pricing reflects continuous regulators graduated to 200 mm Hg with a full line vacuum selection switch and DISS configured inlets and outlets.
M1801 | Computer, Microprocessing, w/Flat Panel Monitor | 2 | VV | Desk top microprocessing computer. The unit shall consist of a central processing mini tower, flat panel monitor, keyboard, mouse and speakers. The system shall have the following minimum characteristics: a 2.8 GHz Pentium processor; 512 MB memory; 80GB hard drive; 32/48x CD-ROMDVD combo; 1.44MB network interface card; video 32 MB NVIDIA; a 18 inch flat panel monitor. The computer is used throughout the facility to input, manipulate and retrieve information.
M3070 | Hamper, Linen, Mobile, w/Lid | 2 | VV | Mobile linen hamper with hand or foot operated lid. Made of heavy tubular stainless steel with heavy gauge welded steel platform. Holds 25" hamper bags. Mounted on ball bearing casters. For linen transport in hospitals and clinics.
M3072 | Frame, Infectious Waste Bag w/Lid | 1 | VV | Frame for an infectious waste collection bag. Made of heavy tubular stainless steel with heavy gauge welded steel platform. Adjust to hold 18" or 25" trash bags. Mounted on ball bearing casters and includes permanently mounted hinged lid. Provides means of bagging infectious waste at point of waste generation.
M3080 | Cabinet, Instrument, CRS, 2 Glass Door, 6 Shelf | 2 | VV | Non-magnetic stainless steel instrument cabinet with two glass doors and six shelves (five adjustable). Cabinet body has a single storage compartment and seamless welded face. Shelf heights are adjustable on full length perforated strips mounted to the back and inside front cabinet corners. Cabinet is mounted on glides or casters. Cabinet may be covered by a sloping top.
M3109 | Electrosurgical/Coagulator, Argon Plasma | 1 | VV | An electrosurgical generator with an argon plasma coagulator and APC pulsed mode. This feature auto-regulates beam ignition and provides automatic dosing of power for increased control. The plug and play digital instrument recognition technology automatically configures the entire system to preprogrammed procedural parameters.
M3150 | Distribution System, Medication, Automatic | 1 | VV | An automated dispensing system that provides controlled dispensing, inventory and security. Size and cost will vary dependent on number of modules selected.
M3165 | Cabinet, Catheter Storage | 2 | VV | A cabinet to be used for the hanging storage of catheters. Cabinet comes with adjustable laminate shelves, slide-out arms equipped with hangers to hold various size catheters, and doors. Door locks are an optional accessory.
M3175 | Electrosurgical Unit, Dual Output | 1 | VV | Dual output electrosurgical unit. Solid state power source with foot switch jacks, monopolar and bipolar outputs, and four independent modes of operation. Used in the operating room or surgicenter as an alternative to the scalpel for cutting tissue.
M4250 | Pump, Syringe, Infusion | 2 | VV | The infusion syringe pump ensures highly accurate volume delivery and consistent flow for small volumes (<50 ml) of pharmacologic agents or thick feeding solutions. It shall be small, lightweight construction, making it transportable. Shall have menu-driven programming capable of flow rates (e.g. 0.1 or 1.0 mL/hr) that are intended for long-term bedside use and/or critical care patient transport, plunger positioning sensor, LCD display for easy viewing, volume limit programming to serve as a convenient cue of volume or dose delivery completion and multiple delivery modes for all applications requiring precisely controlled infusion rates. The infusion pump shall have automatic syringe size sensing which will give the flexibility to accept a wide range of syringe sizes (up to 60 mL) from different manufacturers. Shall be battery powered/AC adapter.
M4255 | Stand, IV, Adjustable | 3 | VV | Adjustable IV stand with 4-hook arrangement. Stand has stainless steel construction with heavy weight base. It adjusts from 66 inches to 100 inches and is mounted on conductive rubber, ball bearing, swivel casters. Stand is used for administering intravenous solutions.
M4266 | Pump, Volumetric, Infusion, Multiple Line | 3 | VV | Volumetric infusion pump. Pump is self-regulating with automatic sensor and adjustable rate. Equipped with visual and audible alarms and up to 10 hour capacity battery. For the administration of a wide variety of therapeutic agents where precise control is required. Unit provides individual control to IV lines simultaneously.
M4280 | Pump, Pneumatic Stocking/Cuff | 1 | VV | Pneumatic stocking/cuff pump. Pump provides alternating pressure to pneumatic stockings for reduction of the threat of deep vein thrombophlebitis in post operative patients. May also be used in the CCU for rotating cuff therapy for reduction of peripheral circulation in congestive heart failure patients.
M4287 | Irrigation System, Surgical | 1 | VV | High flow surgical irrigation pump up 2.5l/min, available in single and double flow.
M4645 | Patient Transfer Device | 1 | VV | A patient transfer board designed to make lateral patient transfers safer for staff and be more comfortable for the patients. The board uses a smooth, low friction and static free surface to eliminate the need for metal rollers. The board has a soft foam core that makes them lightweight for ease of use and storage. The long board device also enables the transfer of a patient in the seated or Fowler position. The boards come in three sizes with the long board being foldable. The dimensions and price are for the long wide board.
M4811 | Pump, Intra-Aortic, Balloon | 1 | VV | Intra-aortic balloon pump. Item is used to treat cardiogenic shock resulting from extensive myocardial injury or damage. The pump shall function from line or battery power and is to be a mobile unit. It contains physiological monitoring, pacing, and pumping capabilities. It requires minimal set-up time and has immediate pumping capability. Adjustments can be accomplished without interruption of pumping. The monitor can be mounted remotely for the clinicians convenience and permits viewing of both cardio-pulmonary bypass and intra-aortic balloon pump simultaneously. The pump is designed for use in the critical care unit, operating room, cardiac cath lab and during transport.
M4812 | Pacemaker, Single Chamber, External, Temporary | 1 | VV | A single chamber, external temporary pacemaker designed to provide acute therapeutic, prophylactic, and diagnostic pacing support. It is capable of operating in the demand or asynchronous modes and includes adjustable rate, output, and sensing controls. Battery operated.
M4815 | Hypo/Hyperthermia Unit, Automatic/Manual, Mobile | 2 | VV | Automatic/manual hypo/hyperthermia unit. Sealed refrigeration system. Microprocessor controlled with multiple alarm system constantly monitoring temperature and water levels. Cabinet type unit. Designed to regulate body temperature by application of water-filled hypothermia blankets.
M4816 | Warming Unit, Patient, Automatic/Manual, Air | 1 | VV | Automatic/manual patient warming unit. Unit delivers a flow of warmed air through a perforated plastic blanket. Used primarily for postoperative patients to speed recovery of normal body temperature.
M5030 | Stool, Surgeon, Revolving | 2 | VV | Revolving stool. Consists of a padded upholstered seat with height adjustment. Unit rotates and is mounted on ball bearing swivel casters. Designed for use in examinations, treatment, and surgical procedures.
M5512 | Laser, Smoke Evacuator | 1 | VV | Filtration system used in conjunction with laser operations to remove surgical laser plume. The unit includes a pneumatic foot switch, disposable 0.12 micron HEPA primary filters, a secondary 0.12 micron ULPA/carbon filter, disposable funnels, reducer fittings and connector hoses.
M7475 | Light, Surgical, Ceiling Mounted, Single, Large | 1 | VC | Ceiling mounted surgical light generally 30-34" or larger in diameter depending on manufacturer. Light head is suspended from the ceiling by a mounting plate and pole. Light head contains several individual pods each with its own light source. Unit also has a detachable sterilizable handle. Minimum ceiling height for most models is 8'-9"; check the manufacturers' specific recommendations. Height dimension below refers to the height of the lamp housing. Width and depth are the length of the swing arm plus the light head diameter. This light is suitable for dual site surgery.
M7490 | Light, Surg, Ceiling Mtd, Dual, Unequal Dia Heads | 1 | VC | Dual head surgical light ceiling mounted from a single pole. Unit has two lamp heads of differing sizes mounted on individual swing arms. Unit features multiple lighting pods in each lamp head, deep cavity illumination, color-corrected light, intensity control and sterilizable handles. Refer to the manufacturers' specifications for minimum ceiling heights and installation data. The database height dimension below refers to the height of the lamp head itself. The width and depth measurements are the larger of the two sums of the swing arm length and the head diameter. For use in general purpose surgical suites.
M7650 | Defibrillator/Monitor, Acute Care | 1 | VV | Portable defibrillator/monitor for acute care includes biphasic defibrillator, pacing, SPO2, Interpretive 12-lead, NIBP monitoring, EtCO2 monitoring, Invasive pressure monitoring, Vital Sign monitoring, temperature probe, Fax transmission, PCMCIA Data Cards, Paddle accessories, and a color LCD.
M7801 | Monitor, Medical Grade 26 - 42" | 4 | VV | LED HD monitor capable of displaying medical grade images. Monitor's size is 26-42".
M7802 | Monitor, Medical Grade 55-65" | 2 | VV | LED HD monitor capable of displaying medical grade images. Monitor' size is 55 - 65".
M7818 | Monitor, Transport | 1 | VV | A light weight, rugged patient monitor for use during transport. Unit consists of a compact monitor with touchscreen display with up to 3 waveforms on a on a bright non-fading display. The unit measures ECG/respiration, NBP, SpO2, pressure, and temperature and CO2. Data can be transferred seamlessly throughout the continuum of care. Unit is approved for aeromedical use (US Army Airworthiness Certification and Evaluation (ACE) program. Battery run time of 3 hours before recharge.
M7845 | Monitor, Physiological, Bedside, 4 Channel | 1 | VV | 4 channel bedside physiological monitor. The unit consist of a four-channel non-fade monochrome display monitor, an alarm system and printer-recording capabilities. The monitor has color coded controls and automatic calibration. The unit displays up to four waveforms simultaneously. The parameters to be monitored are user selectable. The monitor may be connected to a central monitoring station. The unit monitors patients in most acute care areas, step-down units, procedure rooms and emergency rooms.
M7860 | Monitoring System, Cardiac Catheterization Lab | 1 | VV | Computerized monitoring system for use in cardiac catheterization labs, electrophysiology labs and cardio-thoracic operating rooms. The system can display up to 32 different waveforms simultaneously, perform calculations of hemodynamic parameters, valve areas and cardiac output, archive procedure results and accept inputs from a variety of monitoring devices. The installed system can also include remote monitors/terminals and additional workstations and may interface with hospital-wide physiological monitoring or clinical information systems. The system includes several configurations in different locations. Database physical dimensions reflect the largest of these work centers. The estimated total 20 amp electrical requirements will be spread across several circuits in several locations. The system price varies greatly on the size and sophistication of the end user's requirements.
M8551 | Light Source, Fiberoptic Headlamp | 3 | VV | Fiberoptic light source for surgical headlamps. This unit provides color corrected light for surgical procedures where photography is not required.
M8606 | Endoscopy Cart, Fiberoptic, w/Video Accessories | 1 | VV | Endoscopy cart with video and print capabilities for use with fiberoptic (direct vision) endoscopes. This cart does not work with videoscopes. System takes optical images from a single endoscope and directly records them or converts them to digital signals for recording. A typical system cart includes the cart, a light source, an insufflator, a suction unit, a heat probe unit, an electrosurgical apparatus, a digital camera converter or color video camera, a camera controller, a monitor, a video/DVD recorder and a color printer. This JSN does not include the endoscope; refer to the endoscopes at JSNs M8500-M8550. Each cart can support one or more types of endoscope and should be specifically tailored to its intended use(s). This cart can be configured to interface with a network endoscopy information management system; refer to JSN M8600. Database physical information and pricing is for a higher cost system containing one of each of the above components.
M8800 | Cart, Anesthesia | 1 | VV | Mobile anesthesia cart. The cart shall be built of stainless steel or other appropriate material and mounted on 4" casters for easy mobility. It shall be capable of being equipped with bottle holders, adjustable IV pole, storage drawers, shelves and a top bar/rail.
M8810 | Stand, Mayo | 3 | VV | Adjustable instrument table. Table is corrosion resistant stainless steel construction and is mounted on two casters with two skid rails. It has telescopic upright adjusts from 39 inches to 60 inches with automatic locking device, and removable 13"x19" instrument tray. Designed for use in operating and procedure rooms.
M8825 | Table, Instrument/Dressing, CRS, approx. 36x20x34 | 2 | VV | Instrument and dressing table. Made of corrosion resistant stainless steel with a sound deadened top. Includes guard rail, shelf and two side-by-side drawers. The table is mounted on swivel, ball-bearing casters.
M8830 | Table, Instrument/Dressing, Mobile | 2 | VV | Mobile instrument/dressing table, approximately 34" H x 20" W x 16" D Corrosion resistant stainless steel mobile table with sound-deadening shelf and drawer. Unit is mounted on 2" casters. Designed for all purpose use in the hospital or clinic.
M8840 | Table, Back, Instrument/Dressing | 1 | VV | A specialty back table for large cases such as orthopedics, spinal fusions, neuro and craniotomies. The table has a pneumatic tuck-away cantilevered shelf which can hold multiple trays and is angled for clear observation of instruments. It comes with 4" diameter heavy-duty ball bearing brake/swivel casters. Construction is all stainless steel.
M8900 | Carriage, Pail, CRS, Without Pail | 3 | VV | Carriage, pail (kick bucket) CRS. Consists of a stainless steel ring type carriage mounted on ball bearing casters. Includes circular non-marring bumper. For use in the surgical operating room.
M8905 | Pail, Utility, CRS, With Carriage | 3 | VV | Utility pail (kick bucket). Shall be a stainless steel 12 quart bucket for use in surgical operating rooms.
M8910 | Cart, Surgical Case | 2 | VV | Surgical case cart. Unit consists of two hinged cabinet sections, each section equipped with two pull-out shelves with stops. The entire unit is mounted on four heavy duty conductive swivel casters. Used to transport surgical packs and supplies to surgery and soiled items back to central supply.
M8920 | Stand, Basin, CRS, Mobile, Double | 2 | VV | CRS, mobile, double basin stand with shelf. Stainless steel corrosion resistant frame constructed from two continuous inverted "U" shaped tubes, forming four legs and mounted on casters. Circular rings welded to top receive two removable 8 quart stainless steel basins. For open heart and other procedures.
M8925 | Stand, Basin, CRS, Mobile, Single | 2 | VV | Mobile single basin stand with shelf. The stand shall be constructed of tubular stainless steel and mounted on 2" swivel casters. Shall include a shelf and an 8 quart stainless steel basin. Intended for use in ORs and treatment areas.
M8940 | Stool, Anesthesia, With Back | 3 | VV | Anesthesia stool with back. All stainless steel with well-curved back panel and wide conductive seat. Designed for the anesthesiologist during surgical procedures.
M8950 | Warmer, Blood | 1 | VV | Unit consists of a temperature regulated water bath, circulating fluid, or dry heat with controls and an audible high temperature alarm. The warmer provides a stable environment for the controlled warming of blood or other fluids prior to being transfused to a patient.
M8970 | Warmer, Blood, High Volume | 1 | VV | Unit contains a proportional controller to regulate temperature in the heat exchanger and an audible high temperature alarm. Designed to provide a stable temperature for the controlled warming of blood or other fluids prior to being transfused to a patient. Unit may be a cuff type or circulating water heat exchanger.
M9080 | Table, Operating, Pedestal, 5 Section | 1 | VV | Pedestal type major operating table with 5 sections. Table is mounted on a solid base with casters and locks. Table top surface is fabricated from radio-translucent, conductive panels and the larger table sections are equipped with radiographic cassette tunnels. Table includes Electro-hydraulic controls, side rail locking system, kidney elevator, grounding receptacle and dual arm support section. Designed for use in the operating room in a variety of surgical procedures.
R4785 | Ice Maker, Surgical Slush | 1 | VV | An automated surgical slush machine designed to produce a velvet soft slush to limit the likelihood of damaging tissue due to large or sharp ice particles during surgical procedures. Unit operates with a temperature range of 30 degrees F to 32 degrees F. The unit is also designed to operate quietly to not disrupt the OR environment. Casters allow for easy movement.
S9755 | Suction System, Surgical, Mobile Rover Unit | 1 | VV | Surgical fluid waste management system with powered IV pole and smoke evacuation. Portable waste collection unit, for use with Docking Station (specified separately). Dual canisters (one 4L and one 20L), two levels of suction: 2-21in/Hg, fluid readout, 3 different port sizes for smoke tubing.
X2106 | Scanner, Ultrasound, Intra-Cardiac Echo | 1 | VV | A portable cardiovascular ultrasound with full diagnostic and monitoring capabilities. The unit employs phased-array transducer technology for 2D, color and Doppler imaging. It will have multiple focal zones to optimize image quality. The unit will have an integrated EchoPAC with data review, analysis, patient archive and reporting capabilities. It will have full DICOM connectivity with embedded raw data speeds allowing for post-exam quantitative analyses at the users convenience. The rechargeable battery will provide up to 1 hour of full scan operation.
X3145 | Screen, X-Ray, Protective, Mobile | 1 | VV | Mobile X-ray protective screen/barrier. The X-ray barrier provides optically-clear visibility while shielding medical personnel from scatter radiation. Its large clear Pb lead-plastic or acrylic window offers 0.5 mm lead-equivalent protection to the user's head and upper body. The unit is used for effective radiation protection of department personnel during vascular or other procedures. This unit can fit any application with its mobility. Adjustable screens are also available.
X6175 | Radiographic/Fluoro Unit, Angio, Biplane, Digital | 1 | VC | This system is specifically designed to perform biplane radiographic/fluoroscopic examinations in the Special Procedures Department. On-line digital angio image processing will provide instant availability of images for review. This units characteristics and components include: 100 kW micro-processor controlled X-ray generators, C-arm and U arm with 9” multi-field Image Intensifier, integrated X-ray tube unit. The Digital Spot Imaging for both the AP and Lateral planes shall consist of a computer, keyboard with acquisition and viewing monitor and a slave monitor. The system shall be DICOM 3.0 compatible, for easy linkage to filmless image management systems and review stations. It is recommended that the TV monitors be ceiling suspended.
19 - CS183 - IP Hybrid OR Control Room, Surg Svc | 19 - CS183 - IP Hybrid OR Control Room, Surg Svc | 19 - CS183 - IP Hybrid OR Control Room, Surg Svc | 19 - CS183 - IP Hybrid OR Control Room, Surg Svc | 19 - CS183 - IP Hybrid OR Control Room, Surg Svc
JSN | NAME | QTY | ACQ/INS | DESCRIPTION
A1012 | Telephone, Wall Mounted, 1 Line | 1 | VV | Telephone, wall mounted, 1 line.
A5145 | Hook, Garment, Double, SS, Surface Mounted | 4 | CC | A surface mounted, satin finish stainless steel, double garment hook. Equipped with a concealed mounting bracket that is secured to a concealed wall plate. For general purpose use throughout the facility to hang various items of apparel.
A6110 | Counter, Console, Communications | 1 | CC | Counter, console, communications. Consists of one 18” wide base cabinet with two drawers and file drawer, one 30” wide pencil drawer and one 18” wide base cabinet with four drawers. The countertop shall be a composition of wood particle core with plastic laminate surface having a hard smooth surface finish, standard thickness of 1” and a 4” butt backsplash/curb.
CT030 | Countertop, High Pressure Laminate | 12 | CC | High pressure laminate countertop (composition of wood particle core with plastic laminate surface) having a hard smooth surface finish, standard thickness of 1", and a 4" butt backsplash/curb. Also referred to as a work surface or work top. Available in a wide choice of colors, patterns, and depths. Used in general purpose areas requiring a basic work surface arrangement with limited heat resistance and poor chemical resistance. Pricing based upon a 24" depth.
F0275 | Chair, Swivel, High Back | 5 | VV | Highback contemporary swivel chair, 41" high X 23" wide X 23" deep with five (5) caster swivel base and arms. Chair may be used at desks or in conference rooms. Back and seat are foam padded and upholstered with either woven textile fabric or vinyl.
F2000 | Basket, Wastepaper, Fire Resistant | 2 | VV | Wastepaper basket, fire resistant, approximately 40 quart capacity. This unit is used to collect and temporarily store small quantities of paper refuse in patient rooms, administrative areas and nursing stations. Size and shape varies depending on the application and manufacturer selected.
F3050 | Whiteboard, Dry Erase | 1 | VV | Whiteboard unit, approximately 36" H x 48" W consisting of a white porcelain enamel writing surface with an attached chalk tray. Magnetic surface available. Image can be easily removed with a standard chalkboard eraser. For use with water color pens. Unit is ready to hang.
F3200 | Clock, Battery, 12" Diameter | 1 | VV | Clock, 12" diameter. Round surface, easy to read numbers with sweep second hand. Wall mounted unit for use when impractical to install a fully synchronized clock system. Battery operated, (batteries not included).
M1801 | Computer, Microprocessing, w/Flat Panel Monitor | 2 | VV | Desk top microprocessing computer. The unit shall consist of a central processing mini tower, flat panel monitor, keyboard, mouse and speakers. The system shall have the following minimum characteristics: a 2.8 GHz Pentium processor; 512 MB memory; 80GB hard drive; 32/48x CD-ROMDVD combo; 1.44MB network interface card; video 32 MB NVIDIA; a 18 inch flat panel monitor. The computer is used throughout the facility to input, manipulate and retrieve information.
M1825 | Printer, Computer | 1 | VV | High resolution computer printer with a variety of type styles and sheet/envelope feeder trays. Database information reflects network ready, medium duty office style laser printers. Other types of printers (bubble jet, dot matrix, line or plotter) as well as light or heavy use capabilities are available.
X3150 | Rack, Apron/Gloves, Wall Mounted | 2 | CC | Apron and gloves rack. This is a wall unit which holds aprons and gloves. The body is heavy gauge steel finish in gray or green baked enamel, glove and apron holding arms are aluminum. The unit's convenient on wall storage will prolong the useful life of your protection aprons by helping prevent damage to internal components.
20 - CS184 - IP Hybrid OR System Component Room, Surg Svc | 20 - CS184 - IP Hybrid OR System Component Room, Surg Svc | 20 - CS184 - IP Hybrid OR System Component Room, Surg Svc | 20 - CS184 - IP Hybrid OR System Component Room, Surg Svc | 20 - CS184 - IP Hybrid OR System Component Room, Surg Svc
JSN | NAME | QTY | ACQ/INS | DESCRIPTION
A1010 | Telecommunication Outlet | 1 | VV | Telecommunication outlet location.
A1012 | Telephone, Wall Mounted, 1 Line | 1 | VV | Telephone, wall mounted, 1 line.
F3200 | Clock, Battery, 12" Diameter | 1 | VV | Clock, 12" diameter. Round surface, easy to read numbers with sweep second hand. Wall mounted unit for use when impractical to install a fully synchronized clock system. Battery operated, (batteries not included).
21 - CS185 - IP Hybrid OR Equipment Room, Surg Svc | 21 - CS185 - IP Hybrid OR Equipment Room, Surg Svc | 21 - CS185 - IP Hybrid OR Equipment Room, Surg Svc | 21 - CS185 - IP Hybrid OR Equipment Room, Surg Svc | 21 - CS185 - IP Hybrid OR Equipment Room, Surg Svc
JSN | NAME | QTY | ACQ/INS | DESCRIPTION
A1010 | Telecommunication Outlet | 1 | VV | Telecommunication outlet location.
A1012 | Telephone, Wall Mounted, 1 Line | 1 | VV | Telephone, wall mounted, 1 line.
E0963 | Cart, General Storage, Mobile | 1 | VV | Mobile General Storage Cart, approximately 72"H x 23"W x 22"D. THIS TYPICAL INCLUDES: 1 Locker Storage Container on Wheels, w/Solid Door 3 Tray/Shelves 2 Drawers, 3"H 4 Drawers, 6"H 1 Tray/Shelf Divider Drawer Organizer Bins
M3165 | Cabinet, Catheter Storage | 2 | VV | A cabinet to be used for the hanging storage of catheters. Cabinet comes with adjustable laminate shelves, slide-out arms equipped with hangers to hold various size catheters, and doors. Door locks are an optional accessory.
X3150 | Rack, Apron/Gloves, Wall Mounted | 2 | CC | Apron and gloves rack. This is a wall unit which holds aprons and gloves. The body is heavy gauge steel finish in gray or green baked enamel, glove and apron holding arms are aluminum. The unit's convenient on wall storage will prolong the useful life of your protection aprons by helping prevent damage to internal components.
22 - CS186 - IP Hybrid OR Pump Room, Surg Svc | 22 - CS186 - IP Hybrid OR Pump Room, Surg Svc | 22 - CS186 - IP Hybrid OR Pump Room, Surg Svc | 22 - CS186 - IP Hybrid OR Pump Room, Surg Svc | 22 - CS186 - IP Hybrid OR Pump Room, Surg Svc
JSN | NAME | QTY | ACQ/INS | DESCRIPTION
A1010 | Telecommunication Outlet | 2 | VV | Telecommunication outlet location.
A1014 | Telephone, Wall Mounted, 1 Line, With Speaker | 1 | VV | Telephone, wall mounted, 1 line, with speaker.
A5075 | Dispenser, Soap, Disposable | 1 | VV | Disposable soap dispenser. One-handed dispensing operation. Designed to accommodate disposable soap cartridge and valve.
A5080 | Dispenser, Paper Towel, SS, Surface Mounted | 1 | CC | A surface mounted, satin finish stainless steel, single-fold, paper towel dispenser. Dispenser features: tumbler lock; front hinged at bottom; and refill indicator slot. Minimum capacity 400 single-fold paper towels. For general purpose use throughout the facility.
C04G0 | Cabinet, U/C/B, 2 Shelf, 2 Door, 36x36x22 | 1 | CC | Standing height under counter base cabinet with two adjustable shelves and two solid hinged doors. Also referred to as a cupboard cabinet. For general purpose use throughout the facility.
CD030 | Cabinet, W/H, 2 Shelf, 2 DO, Sloping Top, 38x30x13 | 2 | CC | Wall hung steel cabinet with two adjustable shelves, solid hinged doors, and sloping top. Also referred to as a solid hinged double door wall case. For general purpose use throughout the facility.
CS230 | Sink, SS, Double Compartment, 10x14x16 ID | 1 | CC | Double compartment stainless steel sink, drop-in, self-rimming, ledge-type, connected with a drain and provided with a mixing faucet. It shall also be provided with pre-punched fixture holes on 4" center, integral back ledge to accommodate deck-mounted fixtures, brushed/polished interior and top surfaces, and sound deadened. Recommended for use in suspended or U/C/B sink cabinets having a high plastic laminate or Chemsurf laminate countertop/work surface. Coordinate actual outside sink dimensions with the actual clear dimension of cabinet specified to ensure that they are compatible. For general purpose use throughout the facility.
CT050 | Countertop, Stainless Steel | 8 | CC | Stainless steel countertop (composition of heavy-gauge Type No. 304 stainless steel) having a smooth satin finish and integral 4" backsplash/curb. Also referred to as a corrosion-resistant steel work surface or work top. Available in various depths. Used in areas where excellent ease of cleaning, abrasion resistance, bacteria resistance, impact resistance, load capacity and moisture resistance, are of concern. Pricing based upon a 24" depth.
E0703 | Table, Process, Adj Height, 5 Drawer, 48"W x 24"D | 1 | VV | Height adjustable table. The table top is available in a plastic laminate or chemical resistant material (Chem-Surf). Casters or glides are options with some tables. All tables will accept various storage components underneath. These work surfaces are available in 24" or 30" depth. THIS TYPICAL INCLUDES: 1 height adjustable table; 1 storage frame; 3 drawers, 3"H; 1 drawer, 6"H; 1 drawer, 9"H and drawer organizer bins.
E0948 | Cart, General Storage, Mobile, 42"H x 32"W x 22"D | 1 | VV | THIS TYPICAL INCLUDES: 1 Cart Body, Style-A Narrow, w/Raised Edge Top 2 Drawers, 3" H 4 Drawers, 6" H 1 Accessory Rail, Side Drawer Organizer Bins
E0963 | Cart, General Storage, Mobile | 1 | VV | Mobile General Storage Cart, approximately 72"H x 23"W x 22"D. THIS TYPICAL INCLUDES: 1 Locker Storage Container on Wheels, w/Solid Door 3 Tray/Shelves 2 Drawers, 3"H 4 Drawers, 6"H 1 Tray/Shelf Divider Drawer Organizer Bins
F0230 | Chair, Drafting, Rotary | 1 | VV | Drafting chair approximately 47" high X 20" wide X 20" deep with rotary stool and a 5 (five) star base with casters. Padded seat and back. Foot ring adjusts with chair.
F2000 | Basket, Wastepaper, Fire Resistant | 1 | VV | Wastepaper basket, fire resistant, approximately 40 quart capacity. This unit is used to collect and temporarily store small quantities of paper refuse in patient rooms, administrative areas and nursing stations. Size and shape varies depending on the application and manufacturer selected.
F3200 | Clock, Battery, 12" Diameter | 1 | VV | Clock, 12" diameter. Round surface, easy to read numbers with sweep second hand. Wall mounted unit for use when impractical to install a fully synchronized clock system. Battery operated, (batteries not included).
M0750 | Flowmeter, Air, Connect w/50 PSI Supply | 1 | VV | Air flowmeter. Unit has a stainless steel needle valve with clear flowtube for connection to 50 PSI air outlet from central pipeline system. Requires the appropriate adapter for connection to the wall outlet and fitting to connect to tubing. Database prices reflect fittings with an attached DISS power outlet. Other outlet and adapter configurations are available.
M0755 | Flowmeter, Oxygen, Low Flow | 1 | VV | Oxygen flowmeter. Consists of a clear crystal flowtube calibrated to 3.5 or 8 LPM depending on manufacturer. For oxygen regulation in hospital settings. Database pricing includes DISS fitting and DISS power outlet and wall adapter. Other fitting and adapter configurations are available.
M0765 | Regulator, Vacuum | 1 | VV | Vacuum pressure regulator for connection to central piped vacuum system. Standard display scale is graduated at least from 0 to 200 mm Hg of vacuum. Displays on specialized regulators may cover other vacuum ranges. Regulator type (continuous, intermittent, continuous/intermittent, surgical, pediatric, thoracic, etc.) as required. To be used in delivery, neonatal, pediatrics or any area where suction is required. Database pricing reflects continuous regulators graduated to 200 mm Hg with a full line vacuum selection switch and DISS configured inlets and outlets.
M1801 | Computer, Microprocessing, w/Flat Panel Monitor | 1 | VV | Desk top microprocessing computer. The unit shall consist of a central processing mini tower, flat panel monitor, keyboard, mouse and speakers. The system shall have the following minimum characteristics: a 2.8 GHz Pentium processor; 512 MB memory; 80GB hard drive; 32/48x CD-ROMDVD combo; 1.44MB network interface card; video 32 MB NVIDIA; a 18 inch flat panel monitor. The computer is used throughout the facility to input, manipulate and retrieve information.
M4809 | Heart / Lung Machine, Portable | 1 | VV | A Portable multi-function heart-lung support system designed to treat patients needing extended respiratory and circulatory support. The device is a compact and light-weight system used for transporting patients while on circulatory and/or pulmonary support, up to 6 hours.
R4650 | Ice Maker, Flaked, With Dispenser | 1 | CC | Ice maker dispenser approximately 71" H x 19"D x 24"W. This unit provides flaked ice and cooled water automatically. The unit has a daily capacity up to 650 pounds and a 100 pound capacity stainless steel storage compartment with water station. Unit may be free-standing or counter-mounted, automatic load ice dispenser for food service and healthcare use. The unit is used in healthcare institutions and various commercial food service operations for dispensing ice.
R7250 | Refrigerator/Freezer, 20 Cubic Feet | 1 | VV | Refrigerator/freezer unit. This type unit includes a food saver system that helps keep food fresher. It also includes roll out wheels and is equipped for an optional automatic icemaker. This unit is of commercial or residential design and use.
23 - SC199 - IP Surgical Scrub Sink Alcove, Clncl Sprt | 23 - SC199 - IP Surgical Scrub Sink Alcove, Clncl Sprt | 23 - SC199 - IP Surgical Scrub Sink Alcove, Clncl Sprt | 23 - SC199 - IP Surgical Scrub Sink Alcove, Clncl Sprt | 23 - SC199 - IP Surgical Scrub Sink Alcove, Clncl Sprt
JSN | NAME | QTY | ACQ/INS | DESCRIPTION
A1010 | Telecommunication Outlet | 1 | VV | Telecommunication outlet location.
A1012 | Telephone, Wall Mounted, 1 Line | 1 | VV | Telephone, wall mounted, 1 line.
A5070 | Dispenser, Liquid Soap, SS, Surface Mounted | 1 | VV | A surface mounted, satin finish stainless steel, top filling, liquid soap dispenser. Dispenser features: corrosion-resistant valve, push-in type and operable with one hand; heavy duty hinge and key lock lid; and vandal resistant concealed mounting. Minimum capacity 40 fluid ounces. For general purpose use throughout the facility.
A5160 | Shelf, 8" Depth, SS, Surface Mounted | 1 | CC | A surface mounted, satin finish, stainless steel shelf with a minimum depth of 8". Mounting brackets are welded to shelf. Shelf is available in various widths. For general purpose use in scrub areas/rooms or other areas of the facility where a SS shelf is required. Pricing based upon a 36" width.
F3200 | Clock, Battery, 12" Diameter | 1 | VV | Clock, 12" diameter. Round surface, easy to read numbers with sweep second hand. Wall mounted unit for use when impractical to install a fully synchronized clock system. Battery operated, (batteries not included).
P6980 | Sink, Scrub, SS, 1-3 Bay, With Knee Valve | 2 | VC | Surgeon's scrub-up sink. Unit is constructed of polished stainless steel. This sink unit has a hydro-mechanical knee operating water control valve and a knee operated surgical soap dispenser. It can be a one, two or three bay model as required. Used in surgical suites or scrub-up areas for surgical teams. Optional electrical configurations are available. Dimensional and price data is based on a three bay unit.
6 - INPATIENT (IP) ENDOVASCULAR PATIENT AREA | 6 - INPATIENT (IP) ENDOVASCULAR PATIENT AREA | 6 - INPATIENT (IP) ENDOVASCULAR PATIENT AREA | 6 - INPATIENT (IP) ENDOVASCULAR PATIENT AREA | 6 - INPATIENT (IP) ENDOVASCULAR PATIENT AREA
1 - CS181 - IP Endovascular Hybrid Monoplane Operating Room (OR), Surg Svc | 1 - CS181 - IP Endovascular Hybrid Monoplane Operating Room (OR), Surg Svc | 1 - CS181 - IP Endovascular Hybrid Monoplane Operating Room (OR), Surg Svc | 1 - CS181 - IP Endovascular Hybrid Monoplane Operating Room (OR), Surg Svc | 1 - CS181 - IP Endovascular Hybrid Monoplane Operating Room (OR), Surg Svc
JSN | NAME | QTY | ACQ/INS | DESCRIPTION
A1014 | Telephone, Wall Mounted, 1 Line, With Speaker | 1 | VV | Telephone, wall mounted, 1 line, with speaker.
A1120 | Column, Service, Prefab, Surgical, Ceiling Mounted | 2 | CC | Prefabricated surgical service column. Strong 18 gauge stainless steel shell ceiling mounted unit with the following services: oxygen, nitrous oxide, nitrogen, medical air, medical vacuum, gas evacuation, electrical outlets, monitoring connectors, and IV holders. Specify type of column (fixed or retractable) and number of outlets required for each service. Size will vary with number of service outlets required. Designed to be used in the operating room, recovery and ICU-CCU rooms.
A1122 | Column, Equipment Arm, Ceiling Mounted, Surgery | 4 | CC | A ceiling mounted retractable equipment arm for use in the OR. Designed to provide equipment placement support, power receptacles including low-voltage panels, gas outlets and flat screen mounting for a surgical suite. Unit will provide a range of motion of up to 330 degrees with arm providing additional vertical movement. Units are custom configured with multiple options available. Price is based on a unit with two (double) retractable arms. Also available are units for use in anesthesia, ICU and ER.
A1130 | Cabinet, Control, Nitrogen | 3 | CC | Nitrogen control cabinet. Unit consists of supply cut-off valve, supply pressure gauge, pressure regulator (adjustable 0 to 200 PSI), outlet pressure gauge, nitrogen outlet and connection to surgical gas column. Specify recessed or surface mounting. Designed for powering surgical pneumatic tools.
A4015 | Clock, Elapsed Time, Electric | 1 | CC | Elapsed time digital electric clock. Single display time that can be used either as a clock or elapsed time indicator. Clock consists of buttons to set minutes, and hours for the time. For use in operating and delivery room, and medical service columns. Analog or digital displays may be provided as specified by the user.
A5077 | Dispenser, Hand Sanitizer, Hands-Free | 2 | VV | A touch free wall-mounted hand sanitizer dispenser. For use throughout a healthcare facility. Unit does not include the sanitizing liquid. Units are battery operated.
A5104 | Cart, Medical Waste Disposal, Mobile w/Foot Pedal | 1 | VV | Mobile molded cart with foot pedal, to house 18-24 gal sharps disposal container. Lid lift or slide opens easily with foot-operated pedal. Lid may remain closed when not in use to reduce exposure to contents. Ergonomic handle is telescopic. Heavy containers can be removed from the side with minimal lifting. Meets requirements of OSHA 29 CFR 1910.130.
A5107 | Dispenser, Glove, Surgical/Examination, Wall Mntd | 2 | VV | Examination three (Small Medium, Large) glove dispenser box for wall mounting. Fabricated of either cold rolled steel with a white baked enamel finish, plastic or acrylic. Hardware not included, Option 3 powder coated steel.
A5108 | Waste Disposal Unit, Sharps | 1 | VV | A container for collecting and transporting syringes and other sharps for decontamination and disposal. Available in 2 gallon and 8 gallon with locking rotor. Complies with OSHA regulations for handling sharps.
A5212 | Bracket, Television, Wall-Mounted, Tilt/Angle | 2 | VV | A wall mounted, tilt/angled TV bracket for 37" to 80" TVs. Mount will be a universal and VESA compliant unit with a load capacity of up to 130 lbs.
E0948 | Cart, General Storage, Mobile, 42"H x 32"W x 22"D | 1 | VV | THIS TYPICAL INCLUDES: 1 Cart Body, Style-A Narrow, w/Raised Edge Top 2 Drawers, 3" H 4 Drawers, 6" H 1 Accessory Rail, Side Drawer Organizer Bins
E0954 | Cart, Emergency, Mobile, 66"H x 32"W x 22"D | 1 | VV | THIS TYPICAL INCLUDES: 1 Cart body, style-A narrow, w/raised edge top 1 Accessory rail, side 1 Accessory rail, back 1 Defibrillator tray 1 IV pole 1 Breakaway bar 1 Flip-up shelf 1 Wastebasket 1 Oxygen tank holder 1 Electrical box-4 outlet 1 Cord wrap 4 Drawer, 3"H 3 Drawer, 6"H Drawer organizer bins.
F0355 | Footstool, Straight | 4 | VV | Step stool. Used to assist patients getting on and off exam or surgical tables. Fitted with electrically conductive rubber tips.
F3050 | Whiteboard, Dry Erase | 1 | VV | Whiteboard unit, approximately 36" H x 48" W consisting of a white porcelain enamel writing surface with an attached chalk tray. Magnetic surface available. Image can be easily removed with a standard chalkboard eraser. For use with water color pens. Unit is ready to hang.
F3200 | Clock, Battery, 12" Diameter | 1 | VV | Clock, 12" diameter. Round surface, easy to read numbers with sweep second hand. Wall mounted unit for use when impractical to install a fully synchronized clock system. Battery operated, (batteries not included).
L0221 | Analyzer, Blood, Portable, Hand Held | 1 | VV | Handheld point-of-care testing analyzer. Utilizes single-use, disposable cartridges for diagnostic testing to include: Blood gases, electrolytes and chemistries, lactate, coagulation, hematology, and cardiac markers.
L1095 | Cell Saver, Autologous Blood Recovery | 1 | VV | Autologous blood recovery system, also known as a "Cell Saver." Used in the operating room and laboratory to wash extravascular blood free of debris, clots, etc., and to make the blood safe for re-infusion into the patient.
M0630 | Anesthesia Apparatus, 3 Gas | 1 | VV | Three gas anesthesia apparatus. Basic unit consists of steel cabinet with casters with one shallow, one medium, and one deep drawer, seven long scale eleven-inch flowmeters, five cylinder yokes, and telescoping absorber post. It includes two-canister model carbon dioxide absorber with inhalation and exhalation check valves, switch valve, switch valve elbow, sidearm Vernitrol, flow calculator, mounting kit, ventilator calculator, ventilator and an oxygen piping inlet. Also features nitrous oxide fail safe valve kit, aspirator kit, gas evacuator with vacuum and a flow meter safety cover. Used to dispense a mixture of gases during surgical procedures.
M0750 | Flowmeter, Air, Connect w/50 PSI Supply | 4 | VV | Air flowmeter. Unit has a stainless steel needle valve with clear flowtube for connection to 50 PSI air outlet from central pipeline system. Requires the appropriate adapter for connection to the wall outlet and fitting to connect to tubing. Database prices reflect fittings with an attached DISS power outlet. Other outlet and adapter configurations are available.
M0755 | Flowmeter, Oxygen, Low Flow | 6 | VV | Oxygen flowmeter. Consists of a clear crystal flowtube calibrated to 3.5 or 8 LPM depending on manufacturer. For oxygen regulation in hospital settings. Database pricing includes DISS fitting and DISS power outlet and wall adapter. Other fitting and adapter configurations are available.
M0765 | Regulator, Vacuum | 17 | VV | Vacuum pressure regulator for connection to central piped vacuum system. Standard display scale is graduated at least from 0 to 200 mm Hg of vacuum. Displays on specialized regulators may cover other vacuum ranges. Regulator type (continuous, intermittent, continuous/intermittent, surgical, pediatric, thoracic, etc.) as required. To be used in delivery, neonatal, pediatrics or any area where suction is required. Database pricing reflects continuous regulators graduated to 200 mm Hg with a full line vacuum selection switch and DISS configured inlets and outlets.
M1801 | Computer, Microprocessing, w/Flat Panel Monitor | 2 | VV | Desk top microprocessing computer. The unit shall consist of a central processing mini tower, flat panel monitor, keyboard, mouse and speakers. The system shall have the following minimum characteristics: a 2.8 GHz Pentium processor; 512 MB memory; 80GB hard drive; 32/48x CD-ROMDVD combo; 1.44MB network interface card; video 32 MB NVIDIA; a 18 inch flat panel monitor. The computer is used throughout the facility to input, manipulate and retrieve information.
M3070 | Hamper, Linen, Mobile, w/Lid | 2 | VV | Mobile linen hamper with hand or foot operated lid. Made of heavy tubular stainless steel with heavy gauge welded steel platform. Holds 25" hamper bags. Mounted on ball bearing casters. For linen transport in hospitals and clinics.
M3072 | Frame, Infectious Waste Bag w/Lid | 1 | VV | Frame for an infectious waste collection bag. Made of heavy tubular stainless steel with heavy gauge welded steel platform. Adjust to hold 18" or 25" trash bags. Mounted on ball bearing casters and includes permanently mounted hinged lid. Provides means of bagging infectious waste at point of waste generation.
M3080 | Cabinet, Instrument, CRS, 2 Glass Door, 6 Shelf | 2 | VV | Non-magnetic stainless steel instrument cabinet with two glass doors and six shelves (five adjustable). Cabinet body has a single storage compartment and seamless welded face. Shelf heights are adjustable on full length perforated strips mounted to the back and inside front cabinet corners. Cabinet is mounted on glides or casters. Cabinet may be covered by a sloping top.
M3109 | Electrosurgical/Coagulator, Argon Plasma | 1 | VV | An electrosurgical generator with an argon plasma coagulator and APC pulsed mode. This feature auto-regulates beam ignition and provides automatic dosing of power for increased control. The plug and play digital instrument recognition technology automatically configures the entire system to preprogrammed procedural parameters.
M3150 | Distribution System, Medication, Automatic | 1 | VV | An automated dispensing system that provides controlled dispensing, inventory and security. Size and cost will vary dependent on number of modules selected.
M3165 | Cabinet, Catheter Storage | 2 | VV | A cabinet to be used for the hanging storage of catheters. Cabinet comes with adjustable laminate shelves, slide-out arms equipped with hangers to hold various size catheters, and doors. Door locks are an optional accessory.
M3175 | Electrosurgical Unit, Dual Output | 1 | VV | Dual output electrosurgical unit. Solid state power source with foot switch jacks, monopolar and bipolar outputs, and four independent modes of operation. Used in the operating room or surgicenter as an alternative to the scalpel for cutting tissue.
M4250 | Pump, Syringe, Infusion | 2 | VV | The infusion syringe pump ensures highly accurate volume delivery and consistent flow for small volumes (<50 ml) of pharmacologic agents or thick feeding solutions. It shall be small, lightweight construction, making it transportable. Shall have menu-driven programming capable of flow rates (e.g. 0.1 or 1.0 mL/hr) that are intended for long-term bedside use and/or critical care patient transport, plunger positioning sensor, LCD display for easy viewing, volume limit programming to serve as a convenient cue of volume or dose delivery completion and multiple delivery modes for all applications requiring precisely controlled infusion rates. The infusion pump shall have automatic syringe size sensing which will give the flexibility to accept a wide range of syringe sizes (up to 60 mL) from different manufacturers. Shall be battery powered/AC adapter.
M4255 | Stand, IV, Adjustable | 3 | VV | Adjustable IV stand with 4-hook arrangement. Stand has stainless steel construction with heavy weight base. It adjusts from 66 inches to 100 inches and is mounted on conductive rubber, ball bearing, swivel casters. Stand is used for administering intravenous solutions.
M4266 | Pump, Volumetric, Infusion, Multiple Line | 3 | VV | Volumetric infusion pump. Pump is self-regulating with automatic sensor and adjustable rate. Equipped with visual and audible alarms and up to 10 hour capacity battery. For the administration of a wide variety of therapeutic agents where precise control is required. Unit provides individual control to IV lines simultaneously.
M4280 | Pump, Pneumatic Stocking/Cuff | 1 | VV | Pneumatic stocking/cuff pump. Pump provides alternating pressure to pneumatic stockings for reduction of the threat of deep vein thrombophlebitis in post operative patients. May also be used in the CCU for rotating cuff therapy for reduction of peripheral circulation in congestive heart failure patients.
M4287 | Irrigation System, Surgical | 1 | VV | High flow surgical irrigation pump up 2.5l/min, available in single and double flow.
M4645 | Patient Transfer Device | 1 | VV | A patient transfer board designed to make lateral patient transfers safer for staff and be more comfortable for the patients. The board uses a smooth, low friction and static free surface to eliminate the need for metal rollers. The board has a soft foam core that makes them lightweight for ease of use and storage. The long board device also enables the transfer of a patient in the seated or Fowler position. The boards come in three sizes with the long board being foldable. The dimensions and price are for the long wide board.
M4811 | Pump, Intra-Aortic, Balloon | 1 | VV | Intra-aortic balloon pump. Item is used to treat cardiogenic shock resulting from extensive myocardial injury or damage. The pump shall function from line or battery power and is to be a mobile unit. It contains physiological monitoring, pacing, and pumping capabilities. It requires minimal set-up time and has immediate pumping capability. Adjustments can be accomplished without interruption of pumping. The monitor can be mounted remotely for the clinicians convenience and permits viewing of both cardio-pulmonary bypass and intra-aortic balloon pump simultaneously. The pump is designed for use in the critical care unit, operating room, cardiac cath lab and during transport.
M4812 | Pacemaker, Single Chamber, External, Temporary | 1 | VV | A single chamber, external temporary pacemaker designed to provide acute therapeutic, prophylactic, and diagnostic pacing support. It is capable of operating in the demand or asynchronous modes and includes adjustable rate, output, and sensing controls. Battery operated.
M4815 | Hypo/Hyperthermia Unit, Automatic/Manual, Mobile | 2 | VV | Automatic/manual hypo/hyperthermia unit. Sealed refrigeration system. Microprocessor controlled with multiple alarm system constantly monitoring temperature and water levels. Cabinet type unit. Designed to regulate body temperature by application of water-filled hypothermia blankets.
M4816 | Warming Unit, Patient, Automatic/Manual, Air | 1 | VV | Automatic/manual patient warming unit. Unit delivers a flow of warmed air through a perforated plastic blanket. Used primarily for postoperative patients to speed recovery of normal body temperature.
M5030 | Stool, Surgeon, Revolving | 2 | VV | Revolving stool. Consists of a padded upholstered seat with height adjustment. Unit rotates and is mounted on ball bearing swivel casters. Designed for use in examinations, treatment, and surgical procedures.
M5512 | Laser, Smoke Evacuator | 1 | VV | Filtration system used in conjunction with laser operations to remove surgical laser plume. The unit includes a pneumatic foot switch, disposable 0.12 micron HEPA primary filters, a secondary 0.12 micron ULPA/carbon filter, disposable funnels, reducer fittings and connector hoses.
M7475 | Light, Surgical, Ceiling Mounted, Single, Large | 1 | VC | Ceiling mounted surgical light generally 30-34" or larger in diameter depending on manufacturer. Light head is suspended from the ceiling by a mounting plate and pole. Light head contains several individual pods each with its own light source. Unit also has a detachable sterilizable handle. Minimum ceiling height for most models is 8'-9"; check the manufacturers' specific recommendations. Height dimension below refers to the height of the lamp housing. Width and depth are the length of the swing arm plus the light head diameter. This light is suitable for dual site surgery.
M7490 | Light, Surg, Ceiling Mtd, Dual, Unequal Dia Heads | 1 | VC | Dual head surgical light ceiling mounted from a single pole. Unit has two lamp heads of differing sizes mounted on individual swing arms. Unit features multiple lighting pods in each lamp head, deep cavity illumination, color-corrected light, intensity control and sterilizable handles. Refer to the manufacturers' specifications for minimum ceiling heights and installation data. The database height dimension below refers to the height of the lamp head itself. The width and depth measurements are the larger of the two sums of the swing arm length and the head diameter. For use in general purpose surgical suites.
M7650 | Defibrillator/Monitor, Acute Care | 1 | VV | Portable defibrillator/monitor for acute care includes biphasic defibrillator, pacing, SPO2, Interpretive 12-lead, NIBP monitoring, EtCO2 monitoring, Invasive pressure monitoring, Vital Sign monitoring, temperature probe, Fax transmission, PCMCIA Data Cards, Paddle accessories, and a color LCD.
M7801 | Monitor, Medical Grade 26 - 42" | 4 | VV | LED HD monitor capable of displaying medical grade images. Monitor's size is 26-42".
M7802 | Monitor, Medical Grade 55-65" | 2 | VV | LED HD monitor capable of displaying medical grade images. Monitor' size is 55 - 65".
M7818 | Monitor, Transport | 1 | VV | A light weight, rugged patient monitor for use during transport. Unit consists of a compact monitor with touchscreen display with up to 3 waveforms on a on a bright non-fading display. The unit measures ECG/respiration, NBP, SpO2, pressure, and temperature and CO2. Data can be transferred seamlessly throughout the continuum of care. Unit is approved for aeromedical use (US Army Airworthiness Certification and Evaluation (ACE) program. Battery run time of 3 hours before recharge.
M7845 | Monitor, Physiological, Bedside, 4 Channel | 1 | VV | 4 channel bedside physiological monitor. The unit consist of a four-channel non-fade monochrome display monitor, an alarm system and printer-recording capabilities. The monitor has color coded controls and automatic calibration. The unit displays up to four waveforms simultaneously. The parameters to be monitored are user selectable. The monitor may be connected to a central monitoring station. The unit monitors patients in most acute care areas, step-down units, procedure rooms and emergency rooms.
M7860 | Monitoring System, Cardiac Catheterization Lab | 1 | VV | Computerized monitoring system for use in cardiac catheterization labs, electrophysiology labs and cardio-thoracic operating rooms. The system can display up to 32 different waveforms simultaneously, perform calculations of hemodynamic parameters, valve areas and cardiac output, archive procedure results and accept inputs from a variety of monitoring devices. The installed system can also include remote monitors/terminals and additional workstations and may interface with hospital-wide physiological monitoring or clinical information systems. The system includes several configurations in different locations. Database physical dimensions reflect the largest of these work centers. The estimated total 20 amp electrical requirements will be spread across several circuits in several locations. The system price varies greatly on the size and sophistication of the end user's requirements.
M8551 | Light Source, Fiberoptic Headlamp | 2 | VV | Fiberoptic light source for surgical headlamps. This unit provides color corrected light for surgical procedures where photography is not required.
M8606 | Endoscopy Cart, Fiberoptic, w/Video Accessories | 1 | VV | Endoscopy cart with video and print capabilities for use with fiberoptic (direct vision) endoscopes. This cart does not work with videoscopes. System takes optical images from a single endoscope and directly records them or converts them to digital signals for recording. A typical system cart includes the cart, a light source, an insufflator, a suction unit, a heat probe unit, an electrosurgical apparatus, a digital camera converter or color video camera, a camera controller, a monitor, a video/DVD recorder and a color printer. This JSN does not include the endoscope; refer to the endoscopes at JSNs M8500-M8550. Each cart can support one or more types of endoscope and should be specifically tailored to its intended use(s). This cart can be configured to interface with a network endoscopy information management system; refer to JSN M8600. Database physical information and pricing is for a higher cost system containing one of each of the above components.
M8800 | Cart, Anesthesia | 1 | VV | Mobile anesthesia cart. The cart shall be built of stainless steel or other appropriate material and mounted on 4" casters for easy mobility. It shall be capable of being equipped with bottle holders, adjustable IV pole, storage drawers, shelves and a top bar/rail.
M8810 | Stand, Mayo | 3 | VV | Adjustable instrument table. Table is corrosion resistant stainless steel construction and is mounted on two casters with two skid rails. It has telescopic upright adjusts from 39 inches to 60 inches with automatic locking device, and removable 13"x19" instrument tray. Designed for use in operating and procedure rooms.
M8825 | Table, Instrument/Dressing, CRS, approx. 36x20x34 | 2 | VV | Instrument and dressing table. Made of corrosion resistant stainless steel with a sound deadened top. Includes guard rail, shelf and two side-by-side drawers. The table is mounted on swivel, ball-bearing casters.
M8830 | Table, Instrument/Dressing, Mobile | 2 | VV | Mobile instrument/dressing table, approximately 34" H x 20" W x 16" D Corrosion resistant stainless steel mobile table with sound-deadening shelf and drawer. Unit is mounted on 2" casters. Designed for all purpose use in the hospital or clinic.
M8840 | Table, Back, Instrument/Dressing | 1 | VV | A specialty back table for large cases such as orthopedics, spinal fusions, neuro and craniotomies. The table has a pneumatic tuck-away cantilevered shelf which can hold multiple trays and is angled for clear observation of instruments. It comes with 4" diameter heavy-duty ball bearing brake/swivel casters. Construction is all stainless steel.
M8900 | Carriage, Pail, CRS, Without Pail | 3 | VV | Carriage, pail (kick bucket) CRS. Consists of a stainless steel ring type carriage mounted on ball bearing casters. Includes circular non-marring bumper. For use in the surgical operating room.
M8905 | Pail, Utility, CRS, With Carriage | 3 | VV | Utility pail (kick bucket). Shall be a stainless steel 12 quart bucket for use in surgical operating rooms.
M8910 | Cart, Surgical Case | 2 | VV | Surgical case cart. Unit consists of two hinged cabinet sections, each section equipped with two pull-out shelves with stops. The entire unit is mounted on four heavy duty conductive swivel casters. Used to transport surgical packs and supplies to surgery and soiled items back to central supply.
M8920 | Stand, Basin, CRS, Mobile, Double | 2 | VV | CRS, mobile, double basin stand with shelf. Stainless steel corrosion resistant frame constructed from two continuous inverted "U" shaped tubes, forming four legs and mounted on casters. Circular rings welded to top receive two removable 8 quart stainless steel basins. For open heart and other procedures.
M8925 | Stand, Basin, CRS, Mobile, Single | 2 | VV | Mobile single basin stand with shelf. The stand shall be constructed of tubular stainless steel and mounted on 2" swivel casters. Shall include a shelf and an 8 quart stainless steel basin. Intended for use in ORs and treatment areas.
M8940 | Stool, Anesthesia, With Back | 3 | VV | Anesthesia stool with back. All stainless steel with well-curved back panel and wide conductive seat. Designed for the anesthesiologist during surgical procedures.
M8950 | Warmer, Blood | 1 | VV | Unit consists of a temperature regulated water bath, circulating fluid, or dry heat with controls and an audible high temperature alarm. The warmer provides a stable environment for the controlled warming of blood or other fluids prior to being transfused to a patient.
M8970 | Warmer, Blood, High Volume | 1 | VV | Unit contains a proportional controller to regulate temperature in the heat exchanger and an audible high temperature alarm. Designed to provide a stable temperature for the controlled warming of blood or other fluids prior to being transfused to a patient. Unit may be a cuff type or circulating water heat exchanger.
M9080 | Table, Operating, Pedestal, 5 Section | 1 | VV | Pedestal type major operating table with 5 sections. Table is mounted on a solid base with casters and locks. Table top surface is fabricated from radio-translucent, conductive panels and the larger table sections are equipped with radiographic cassette tunnels. Table includes Electro-hydraulic controls, side rail locking system, kidney elevator, grounding receptacle and dual arm support section. Designed for use in the operating room in a variety of surgical procedures.
R4785 | Ice Maker, Surgical Slush | 1 | VV | An automated surgical slush machine designed to produce a velvet soft slush to limit the likelihood of damaging tissue due to large or sharp ice particles during surgical procedures. Unit operates with a temperature range of 30 degrees F to 32 degrees F. The unit is also designed to operate quietly to not disrupt the OR environment. Casters allow for easy movement.
S9755 | Suction System, Surgical, Mobile Rover Unit | 1 | VV | Surgical fluid waste management system with powered IV pole and smoke evacuation. Portable waste collection unit, for use with Docking Station (specified separately). Dual canisters (one 4L and one 20L), two levels of suction: 2-21in/Hg, fluid readout, 3 different port sizes for smoke tubing.
X2106 | Scanner, Ultrasound, Intra-Cardiac Echo | 1 | VV | A portable cardiovascular ultrasound with full diagnostic and monitoring capabilities. The unit employs phased-array transducer technology for 2D, color and Doppler imaging. It will have multiple focal zones to optimize image quality. The unit will have an integrated EchoPAC with data review, analysis, patient archive and reporting capabilities. It will have full DICOM connectivity with embedded raw data speeds allowing for post-exam quantitative analyses at the users convenience. The rechargeable battery will provide up to 1 hour of full scan operation.
X3145 | Screen, X-Ray, Protective, Mobile | 1 | VV | Mobile X-ray protective screen/barrier. The X-ray barrier provides optically-clear visibility while shielding medical personnel from scatter radiation. Its large clear Pb lead-plastic or acrylic window offers 0.5 mm lead-equivalent protection to the user's head and upper body. The unit is used for effective radiation protection of department personnel during vascular or other procedures. This unit can fit any application with its mobility. Adjustable screens are also available.
X6190 | Radiographic/Fluoro Unit, Cardiac, 100 kW, Digital | 1 | VC | This system is specifically designed to perform biplane radiographic/fluoroscopic examinations in the Cardiology Department. On-line digital cardiac image processing will provide instant availability of images for review. This units characteristics and components include 100 kW micro-processor controlled X-ray generators, C-arm and U arm with 9” multi-field Image Intensifier, integrated X-ray tube unit and cine camera. The Digital Imaging for both the AP and Lateral planes shall consists of a computer, keyboard with acquisition, viewing monitor, and slave monitor. The system shall be DICOM 3.0 compatible, for easy linkage to filmless image management systems and review stations. It is recommended that the TV monitors be ceiling suspended. System to be procured with Cardiac Cath Lab computerized analysis/monitoring system.
2 - CS183 - IP Endovascular Hybrid OR Control Room, Surg Svc | 2 - CS183 - IP Endovascular Hybrid OR Control Room, Surg Svc | 2 - CS183 - IP Endovascular Hybrid OR Control Room, Surg Svc | 2 - CS183 - IP Endovascular Hybrid OR Control Room, Surg Svc | 2 - CS183 - IP Endovascular Hybrid OR Control Room, Surg Svc
JSN | NAME | QTY | ACQ/INS | DESCRIPTION
A1012 | Telephone, Wall Mounted, 1 Line | 1 | VV | Telephone, wall mounted, 1 line.
A5145 | Hook, Garment, Double, SS, Surface Mounted | 4 | CC | A surface mounted, satin finish stainless steel, double garment hook. Equipped with a concealed mounting bracket that is secured to a concealed wall plate. For general purpose use throughout the facility to hang various items of apparel.
A6110 | Counter, Console, Communications | 1 | CC | Counter, console, communications. Consists of one 18” wide base cabinet with two drawers and file drawer, one 30” wide pencil drawer and one 18” wide base cabinet with four drawers. The countertop shall be a composition of wood particle core with plastic laminate surface having a hard smooth surface finish, standard thickness of 1” and a 4” butt backsplash/curb.
CT030 | Countertop, High Pressure Laminate | 12 | CC | High pressure laminate countertop (composition of wood particle core with plastic laminate surface) having a hard smooth surface finish, standard thickness of 1", and a 4" butt backsplash/curb. Also referred to as a work surface or work top. Available in a wide choice of colors, patterns, and depths. Used in general purpose areas requiring a basic work surface arrangement with limited heat resistance and poor chemical resistance. Pricing based upon a 24" depth.
F0275 | Chair, Swivel, High Back | 5 | VV | Highback contemporary swivel chair, 41" high X 23" wide X 23" deep with five (5) caster swivel base and arms. Chair may be used at desks or in conference rooms. Back and seat are foam padded and upholstered with either woven textile fabric or vinyl.
F2000 | Basket, Wastepaper, Fire Resistant | 2 | VV | Wastepaper basket, fire resistant, approximately 40 quart capacity. This unit is used to collect and temporarily store small quantities of paper refuse in patient rooms, administrative areas and nursing stations. Size and shape varies depending on the application and manufacturer selected.
F3050 | Whiteboard, Dry Erase | 1 | VV | Whiteboard unit, approximately 36" H x 48" W consisting of a white porcelain enamel writing surface with an attached chalk tray. Magnetic surface available. Image can be easily removed with a standard chalkboard eraser. For use with water color pens. Unit is ready to hang.
F3200 | Clock, Battery, 12" Diameter | 1 | VV | Clock, 12" diameter. Round surface, easy to read numbers with sweep second hand. Wall mounted unit for use when impractical to install a fully synchronized clock system. Battery operated, (batteries not included).
M1801 | Computer, Microprocessing, w/Flat Panel Monitor | 2 | VV | Desk top microprocessing computer. The unit shall consist of a central processing mini tower, flat panel monitor, keyboard, mouse and speakers. The system shall have the following minimum characteristics: a 2.8 GHz Pentium processor; 512 MB memory; 80GB hard drive; 32/48x CD-ROMDVD combo; 1.44MB network interface card; video 32 MB NVIDIA; a 18 inch flat panel monitor. The computer is used throughout the facility to input, manipulate and retrieve information.
M1825 | Printer, Computer | 1 | VV | High resolution computer printer with a variety of type styles and sheet/envelope feeder trays. Database information reflects network ready, medium duty office style laser printers. Other types of printers (bubble jet, dot matrix, line or plotter) as well as light or heavy use capabilities are available.
X3150 | Rack, Apron/Gloves, Wall Mounted | 2 | CC | Apron and gloves rack. This is a wall unit which holds aprons and gloves. The body is heavy gauge steel finish in gray or green baked enamel, glove and apron holding arms are aluminum. The unit's convenient on wall storage will prolong the useful life of your protection aprons by helping prevent damage to internal components.
3 - CS184 - IP Endovascular Hybrid OR System Component Room, Surg Svc | 3 - CS184 - IP Endovascular Hybrid OR System Component Room, Surg Svc | 3 - CS184 - IP Endovascular Hybrid OR System Component Room, Surg Svc | 3 - CS184 - IP Endovascular Hybrid OR System Component Room, Surg Svc | 3 - CS184 - IP Endovascular Hybrid OR System Component Room, Surg Svc
JSN | NAME | QTY | ACQ/INS | DESCRIPTION
A1010 | Telecommunication Outlet | 1 | VV | Telecommunication outlet location.
A1012 | Telephone, Wall Mounted, 1 Line | 1 | VV | Telephone, wall mounted, 1 line.
F3200 | Clock, Battery, 12" Diameter | 1 | VV | Clock, 12" diameter. Round surface, easy to read numbers with sweep second hand. Wall mounted unit for use when impractical to install a fully synchronized clock system. Battery operated, (batteries not included).
4 - CS185 - IP Endovascular Hybrid OR Equipment Room, Surg Svc | 4 - CS185 - IP Endovascular Hybrid OR Equipment Room, Surg Svc | 4 - CS185 - IP Endovascular Hybrid OR Equipment Room, Surg Svc | 4 - CS185 - IP Endovascular Hybrid OR Equipment Room, Surg Svc | 4 - CS185 - IP Endovascular Hybrid OR Equipment Room, Surg Svc
JSN | NAME | QTY | ACQ/INS | DESCRIPTION
A1010 | Telecommunication Outlet | 1 | VV | Telecommunication outlet location.
A1012 | Telephone, Wall Mounted, 1 Line | 1 | VV | Telephone, wall mounted, 1 line.
E0963 | Cart, General Storage, Mobile | 1 | VV | Mobile General Storage Cart, approximately 72"H x 23"W x 22"D. THIS TYPICAL INCLUDES: 1 Locker Storage Container on Wheels, w/Solid Door 3 Tray/Shelves 2 Drawers, 3"H 4 Drawers, 6"H 1 Tray/Shelf Divider Drawer Organizer Bins
M3165 | Cabinet, Catheter Storage | 2 | VV | A cabinet to be used for the hanging storage of catheters. Cabinet comes with adjustable laminate shelves, slide-out arms equipped with hangers to hold various size catheters, and doors. Door locks are an optional accessory.
X3150 | Rack, Apron/Gloves, Wall Mounted | 2 | CC | Apron and gloves rack. This is a wall unit which holds aprons and gloves. The body is heavy gauge steel finish in gray or green baked enamel, glove and apron holding arms are aluminum. The unit's convenient on wall storage will prolong the useful life of your protection aprons by helping prevent damage to internal components.
5 - CS191 - IP Endovascular Cardiac Catheterization Laboratory, Surg Svc | 5 - CS191 - IP Endovascular Cardiac Catheterization Laboratory, Surg Svc | 5 - CS191 - IP Endovascular Cardiac Catheterization Laboratory, Surg Svc | 5 - CS191 - IP Endovascular Cardiac Catheterization Laboratory, Surg Svc | 5 - CS191 - IP Endovascular Cardiac Catheterization Laboratory, Surg Svc
JSN | NAME | QTY | ACQ/INS | DESCRIPTION
A1010 | Telecommunication Outlet | 1 | VV | Telecommunication outlet location.
A1014 | Telephone, Wall Mounted, 1 Line, With Speaker | 1 | VV | Telephone, wall mounted, 1 line, with speaker.
A1066 | Mirror, Float Glass, With SS Frame | 1 | CC | A high quality 1/4" polished float glass mirror 36X18, framed in a one-piece, bright polished, stainless steel channel frame with 90° mitered corners. All edges of the mirror are protected by absorbing filler strips. Mirror has a galvanized steel back with integral horizontal hanging brackets and wall hanger for concealed mounting. For mounting above single wall mounted lavatories located in toilet areas, Doctors examination offices, etc. May also be used above double lavatories, either wall or countertop mounted, found in restroom areas.
A1122 | Column, Equipment Arm, Ceiling Mounted, Surgery | 2 | CC | A ceiling mounted retractable equipment arm for use in the OR. Designed to provide equipment placement support, power receptacles including low-voltage panels, gas outlets and flat screen mounting for a surgical suite. Unit will provide a range of motion of up to 330 degrees with arm providing additional vertical movement. Units are custom configured with multiple options available. Price is based on a unit with two (double) retractable arms. Also available are units for use in anesthesia, ICU and ER.
A1130 | Cabinet, Control, Nitrogen | 2 | CC | Nitrogen control cabinet. Unit consists of supply cut-off valve, supply pressure gauge, pressure regulator (adjustable 0 to 200 PSI), outlet pressure gauge, nitrogen outlet and connection to surgical gas column. Specify recessed or surface mounting. Designed for powering surgical pneumatic tools.
A5077 | Dispenser, Hand Sanitizer, Hands-Free | 2 | VV | A touch free wall-mounted hand sanitizer dispenser. For use throughout a healthcare facility. Unit does not include the sanitizing liquid. Units are battery operated.
A5104 | Cart, Medical Waste Disposal, Mobile w/Foot Pedal | 1 | VV | Mobile molded cart with foot pedal, to house 18-24 gal sharps disposal container. Lid lift or slide opens easily with foot-operated pedal. Lid may remain closed when not in use to reduce exposure to contents. Ergonomic handle is telescopic. Heavy containers can be removed from the side with minimal lifting. Meets requirements of OSHA 29 CFR 1910.130.
A5107 | Dispenser, Glove, Surgical/Examination, Wall Mntd | 2 | VV | Examination three (Small Medium, Large) glove dispenser box for wall mounting. Fabricated of either cold rolled steel with a white baked enamel finish, plastic or acrylic. Hardware not included, Option 3 powder coated steel.
A5212 | Bracket, Television, Wall-Mounted, Tilt/Angle | 1 | VV | A wall mounted, tilt/angled TV bracket for 37" to 80" TVs. Mount will be a universal and VESA compliant unit with a load capacity of up to 130 lbs.
E0703 | Table, Process, Adj Height, 5 Drawer, 48"W x 24"D | 1 | VV | Height adjustable table. The table top is available in a plastic laminate or chemical resistant material (Chem-Surf). Casters or glides are options with some tables. All tables will accept various storage components underneath. These work surfaces are available in 24" or 30" depth. THIS TYPICAL INCLUDES: 1 height adjustable table; 1 storage frame; 3 drawers, 3"H; 1 drawer, 6"H; 1 drawer, 9"H and drawer organizer bins.
E0954 | Cart, Emergency, Mobile, 66"H x 32"W x 22"D | 1 | VV | THIS TYPICAL INCLUDES: 1 Cart body, style-A narrow, w/raised edge top 1 Accessory rail, side 1 Accessory rail, back 1 Defibrillator tray 1 IV pole 1 Breakaway bar 1 Flip-up shelf 1 Wastebasket 1 Oxygen tank holder 1 Electrical box-4 outlet 1 Cord wrap 4 Drawer, 3"H 3 Drawer, 6"H Drawer organizer bins.
F0340 | Stool, Self Adjusting | 1 | VV | Self adjusting stool. Consists of a foam padded upholstered seat with attached foot rest for added comfort. Mounted on swivel casters. Designed for doctor's use during examinations.
F0355 | Footstool, Straight | 1 | VV | Step stool. Used to assist patients getting on and off exam or surgical tables. Fitted with electrically conductive rubber tips.
F2020 | Can, Trash, 44 Gallon | 2 | VV | Forty four (44) gallon trash can, 32" high X 24" diameter, with lid. Used to collect and transport refuse from a point of origin to point of disposal (example: from soiled utility or a nursing unit to the trash compactor at housekeeping).
F3050 | Whiteboard, Dry Erase | 1 | VV | Whiteboard unit, approximately 36" H x 48" W consisting of a white porcelain enamel writing surface with an attached chalk tray. Magnetic surface available. Image can be easily removed with a standard chalkboard eraser. For use with water color pens. Unit is ready to hang.
F3200 | Clock, Battery, 12" Diameter | 1 | VV | Clock, 12" diameter. Round surface, easy to read numbers with sweep second hand. Wall mounted unit for use when impractical to install a fully synchronized clock system. Battery operated, (batteries not included).
L0220 | Analyzer, Hemoglobin, Portable, Hand Held | 1 | VV | A portable, hand held analyzer for testing hemoglobin. The analyzer will achieve precision and accuracy comparable to a central laboratory. The unit will be battery operated.
L1085 | Analyzer, Coagulation, Automatic | 1 | VV | Automatic coagulation analyzer. The unit performs on-site blood coagulation tests, prothrombin time (PT), and partial thromboplastin time (PTT) tests on whole blood or plasma samples. The analyzer employs both single and duplicating or stat testing capabilities.
M0750 | Flowmeter, Air, Connect w/50 PSI Supply | 4 | VV | Air flowmeter. Unit has a stainless steel needle valve with clear flowtube for connection to 50 PSI air outlet from central pipeline system. Requires the appropriate adapter for connection to the wall outlet and fitting to connect to tubing. Database prices reflect fittings with an attached DISS power outlet. Other outlet and adapter configurations are available.
M0755 | Flowmeter, Oxygen, Low Flow | 4 | VV | Oxygen flowmeter. Consists of a clear crystal flowtube calibrated to 3.5 or 8 LPM depending on manufacturer. For oxygen regulation in hospital settings. Database pricing includes DISS fitting and DISS power outlet and wall adapter. Other fitting and adapter configurations are available.
M0765 | Regulator, Vacuum | 4 | VV | Vacuum pressure regulator for connection to central piped vacuum system. Standard display scale is graduated at least from 0 to 200 mm Hg of vacuum. Displays on specialized regulators may cover other vacuum ranges. Regulator type (continuous, intermittent, continuous/intermittent, surgical, pediatric, thoracic, etc.) as required. To be used in delivery, neonatal, pediatrics or any area where suction is required. Database pricing reflects continuous regulators graduated to 200 mm Hg with a full line vacuum selection switch and DISS configured inlets and outlets.
M1801 | Computer, Microprocessing, w/Flat Panel Monitor | 1 | VV | Desk top microprocessing computer. The unit shall consist of a central processing mini tower, flat panel monitor, keyboard, mouse and speakers. The system shall have the following minimum characteristics: a 2.8 GHz Pentium processor; 512 MB memory; 80GB hard drive; 32/48x CD-ROMDVD combo; 1.44MB network interface card; video 32 MB NVIDIA; a 18 inch flat panel monitor. The computer is used throughout the facility to input, manipulate and retrieve information.
M1802 | Work Station, Computer, Retractable, Wall Mounted | 1 | VV | A wall mounted retractable work station. Work station is used as a computer station in treatment rooms, exam rooms and areas where physical space in limited.
M3070 | Hamper, Linen, Mobile, w/Lid | 1 | VV | Mobile linen hamper with hand or foot operated lid. Made of heavy tubular stainless steel with heavy gauge welded steel platform. Holds 25" hamper bags. Mounted on ball bearing casters. For linen transport in hospitals and clinics.
M3072 | Frame, Infectious Waste Bag w/Lid | 1 | VV | Frame for an infectious waste collection bag. Made of heavy tubular stainless steel with heavy gauge welded steel platform. Adjust to hold 18" or 25" trash bags. Mounted on ball bearing casters and includes permanently mounted hinged lid. Provides means of bagging infectious waste at point of waste generation.
M3150 | Distribution System, Medication, Automatic | 1 | VV | An automated dispensing system that provides controlled dispensing, inventory and security. Size and cost will vary dependent on number of modules selected.
M3175 | Electrosurgical Unit, Dual Output | 1 | VV | Dual output electrosurgical unit. Solid state power source with foot switch jacks, monopolar and bipolar outputs, and four independent modes of operation. Used in the operating room or surgicenter as an alternative to the scalpel for cutting tissue.
M4116 | Monitor, Vital Signs | 1 | VV | Electronic sphygmomanometer. LCD displays non-invasive blood pressure, pulse rate and temperature. Used in hospitals and clinics. Includes an optional mobile stand.
M4250 | Pump, Syringe, Infusion | 1 | VV | The infusion syringe pump ensures highly accurate volume delivery and consistent flow for small volumes (<50 ml) of pharmacologic agents or thick feeding solutions. It shall be small, lightweight construction, making it transportable. Shall have menu-driven programming capable of flow rates (e.g. 0.1 or 1.0 mL/hr) that are intended for long-term bedside use and/or critical care patient transport, plunger positioning sensor, LCD display for easy viewing, volume limit programming to serve as a convenient cue of volume or dose delivery completion and multiple delivery modes for all applications requiring precisely controlled infusion rates. The infusion pump shall have automatic syringe size sensing which will give the flexibility to accept a wide range of syringe sizes (up to 60 mL) from different manufacturers. Shall be battery powered/AC adapter.
M4255 | Stand, IV, Adjustable | 2 | VV | Adjustable IV stand with 4-hook arrangement. Stand has stainless steel construction with heavy weight base. It adjusts from 66 inches to 100 inches and is mounted on conductive rubber, ball bearing, swivel casters. Stand is used for administering intravenous solutions.
M4266 | Pump, Volumetric, Infusion, Multiple Line | 2 | VV | Volumetric infusion pump. Pump is self-regulating with automatic sensor and adjustable rate. Equipped with visual and audible alarms and up to 10 hour capacity battery. For the administration of a wide variety of therapeutic agents where precise control is required. Unit provides individual control to IV lines simultaneously.
M4645 | Patient Transfer Device | 2 | VV | A patient transfer board designed to make lateral patient transfers safer for staff and be more comfortable for the patients. The board uses a smooth, low friction and static free surface to eliminate the need for metal rollers. The board has a soft foam core that makes them lightweight for ease of use and storage. The long board device also enables the transfer of a patient in the seated or Fowler position. The boards come in three sizes with the long board being foldable. The dimensions and price are for the long wide board.
M4812 | Pacemaker, Single Chamber, External, Temporary | 2 | VV | A single chamber, external temporary pacemaker designed to provide acute therapeutic, prophylactic, and diagnostic pacing support. It is capable of operating in the demand or asynchronous modes and includes adjustable rate, output, and sensing controls. Battery operated.
M7480 | Light, Surgical, Ceiling Mounted, Single, Medium | 1 | VC | Single ceiling mounted surgical light with a light head diameter generally between 21" and 30" depending on the manufacturer. The light is mounted from a pole extending down from the ceiling and then from a pivotal arm assembly that rotates 360 degrees. It includes a variable intensity control and sterile focus handle. The minimum ceiling height for most models is 8'-9"; check the manufacturers' specific recommendations. The database height dimension below refers to the lamp head housing itself. Width and depth are the length of the swing arm plus the diameter of the light head. This light can be used for both minor and major surgical procedures.
M7650 | Defibrillator/Monitor, Acute Care | 1 | VV | Portable defibrillator/monitor for acute care includes biphasic defibrillator, pacing, SPO2, Interpretive 12-lead, NIBP monitoring, EtCO2 monitoring, Invasive pressure monitoring, Vital Sign monitoring, temperature probe, Fax transmission, PCMCIA Data Cards, Paddle accessories, and a color LCD.
M7801 | Monitor, Medical Grade 26 - 42" | 4 | VV | LED HD monitor capable of displaying medical grade images. Monitor's size is 26-42".
M7802 | Monitor, Medical Grade 55-65" | 1 | VV | LED HD monitor capable of displaying medical grade images. Monitor' size is 55 - 65".
M7818 | Monitor, Transport | 1 | VV | A light weight, rugged patient monitor for use during transport. Unit consists of a compact monitor with touchscreen display with up to 3 waveforms on a on a bright non-fading display. The unit measures ECG/respiration, NBP, SpO2, pressure, and temperature and CO2. Data can be transferred seamlessly throughout the continuum of care. Unit is approved for aeromedical use (US Army Airworthiness Certification and Evaluation (ACE) program. Battery run time of 3 hours before recharge.
M7845 | Monitor, Physiological, Bedside, 4 Channel | 1 | VV | 4 channel bedside physiological monitor. The unit consist of a four-channel non-fade monochrome display monitor, an alarm system and printer-recording capabilities. The monitor has color coded controls and automatic calibration. The unit displays up to four waveforms simultaneously. The parameters to be monitored are user selectable. The monitor may be connected to a central monitoring station. The unit monitors patients in most acute care areas, step-down units, procedure rooms and emergency rooms.
M7860 | Monitoring System, Cardiac Catheterization Lab | 1 | VV | Computerized monitoring system for use in cardiac catheterization labs, electrophysiology labs and cardio-thoracic operating rooms. The system can display up to 32 different waveforms simultaneously, perform calculations of hemodynamic parameters, valve areas and cardiac output, archive procedure results and accept inputs from a variety of monitoring devices. The installed system can also include remote monitors/terminals and additional workstations and may interface with hospital-wide physiological monitoring or clinical information systems. The system includes several configurations in different locations. Database physical dimensions reflect the largest of these work centers. The estimated total 20 amp electrical requirements will be spread across several circuits in several locations. The system price varies greatly on the size and sophistication of the end user's requirements.
M8800 | Cart, Anesthesia | 1 | VV | Mobile anesthesia cart. The cart shall be built of stainless steel or other appropriate material and mounted on 4" casters for easy mobility. It shall be capable of being equipped with bottle holders, adjustable IV pole, storage drawers, shelves and a top bar/rail.
M8810 | Stand, Mayo | 1 | VV | Adjustable instrument table. Table is corrosion resistant stainless steel construction and is mounted on two casters with two skid rails. It has telescopic upright adjusts from 39 inches to 60 inches with automatic locking device, and removable 13"x19" instrument tray. Designed for use in operating and procedure rooms.
M8825 | Table, Instrument/Dressing, CRS, approx. 36x20x34 | 1 | VV | Instrument and dressing table. Made of corrosion resistant stainless steel with a sound deadened top. Includes guard rail, shelf and two side-by-side drawers. The table is mounted on swivel, ball-bearing casters.
M8826 | Table, Instrument/Dressing CRS 60x24x34 | 1 | VV | Stainless steel instrument table with shelf and three inch casters made of rubber with double ball bearing casters. Dimensions are 60x24x34.
M8940 | Stool, Anesthesia, With Back | 3 | VV | Anesthesia stool with back. All stainless steel with well-curved back panel and wide conductive seat. Designed for the anesthesiologist during surgical procedures.
R6200 | Refrigerator, U/C or F/S, 5 Cu Ft | 1 | VV | Utility refrigerator approximately 35" H x 24" W x 26" D. The unit has a two tray ice cube cooling system. The refrigerator fits standard architectural dimensions for undercounter installation. The unit is perfect for use in nurses' station, wards, and laboratories, pharmacies or wherever space is limited.
X2106 | Scanner, Ultrasound, Intra-Cardiac Echo | 1 | VV | A portable cardiovascular ultrasound with full diagnostic and monitoring capabilities. The unit employs phased-array transducer technology for 2D, color and Doppler imaging. It will have multiple focal zones to optimize image quality. The unit will have an integrated EchoPAC with data review, analysis, patient archive and reporting capabilities. It will have full DICOM connectivity with embedded raw data speeds allowing for post-exam quantitative analyses at the users convenience. The rechargeable battery will provide up to 1 hour of full scan operation.
X2125 | Scanner, Ultrasound, Portable | 1 | VV | A portable diagnostic ultrasound scanner system configured for various applications, ease-of-use and high performance for enhanced efficiency and accuracy. The scanner is applicable for use in a wide variety of hospital and office environments including ER, breast surgery, anesthesia, vascular, interventional radiology and critical care. The system features a high quality color doppler ultrasound for imaging.
X3155 | Rack, Apron/Gloves, Mobile | 1 | VV | Apron and gloves rack. This is a mobile unit which holds aprons and gloves. The body is heavy gauge steel finish in gray or green baked enamel, glove and apron holding arms are aluminum.
X6190 | Radiographic/Fluoro Unit, Cardiac, 100 kW, Digital | 1 | VC | This system is specifically designed to perform biplane radiographic/fluoroscopic examinations in the Cardiology Department. On-line digital cardiac image processing will provide instant availability of images for review. This units characteristics and components include 100 kW micro-processor controlled X-ray generators, C-arm and U arm with 9” multi-field Image Intensifier, integrated X-ray tube unit and cine camera. The Digital Imaging for both the AP and Lateral planes shall consists of a computer, keyboard with acquisition, viewing monitor, and slave monitor. The system shall be DICOM 3.0 compatible, for easy linkage to filmless image management systems and review stations. It is recommended that the TV monitors be ceiling suspended. System to be procured with Cardiac Cath Lab computerized analysis/monitoring system.
X6195 | Injector, Angiographic | 1 | VC | Angiographic injector. This unit is a specialized radiographic procedure that provides sharp, well-defined visual images of the vascular anatomy. The injector introduces a vision radiopaque fluid (contrast medium) into an artery or vein through a small catheter, making vessels contrast with their more radiolucent surrounding. The unit incorporates an electromechanical or pneumatic driven syringe to deliver the contrast medium. The syringe assemblies consist of an electric motor connected to a jackscrew that moves the syringe piston into or out of the syringe barrel. The unit is used in hospitals with radiographic procedures. Specify if unit is to be pedestal, ceiling, wall or table mounted when ordering.
6 - CS192 - IP Endovascular Cardiac Catheterization Laboratory Control Room, Surg Svc | 6 - CS192 - IP Endovascular Cardiac Catheterization Laboratory Control Room, Surg Svc | 6 - CS192 - IP Endovascular Cardiac Catheterization Laboratory Control Room, Surg Svc | 6 - CS192 - IP Endovascular Cardiac Catheterization Laboratory Control Room, Surg Svc | 6 - CS192 - IP Endovascular Cardiac Catheterization Laboratory Control Room, Surg Svc
JSN | NAME | QTY | ACQ/INS | DESCRIPTION
A1012 | Telephone, Wall Mounted, 1 Line | 1 | VV | Telephone, wall mounted, 1 line.
A5145 | Hook, Garment, Double, SS, Surface Mounted | 4 | CC | A surface mounted, satin finish stainless steel, double garment hook. Equipped with a concealed mounting bracket that is secured to a concealed wall plate. For general purpose use throughout the facility to hang various items of apparel.
A6110 | Counter, Console, Communications | 1 | CC | Counter, console, communications. Consists of one 18” wide base cabinet with two drawers and file drawer, one 30” wide pencil drawer and one 18” wide base cabinet with four drawers. The countertop shall be a composition of wood particle core with plastic laminate surface having a hard smooth surface finish, standard thickness of 1” and a 4” butt backsplash/curb.
CT030 | Countertop, High Pressure Laminate | 12 | CC | High pressure laminate countertop (composition of wood particle core with plastic laminate surface) having a hard smooth surface finish, standard thickness of 1", and a 4" butt backsplash/curb. Also referred to as a work surface or work top. Available in a wide choice of colors, patterns, and depths. Used in general purpose areas requiring a basic work surface arrangement with limited heat resistance and poor chemical resistance. Pricing based upon a 24" depth.
F0275 | Chair, Swivel, High Back | 5 | VV | Highback contemporary swivel chair, 41" high X 23" wide X 23" deep with five (5) caster swivel base and arms. Chair may be used at desks or in conference rooms. Back and seat are foam padded and upholstered with either woven textile fabric or vinyl.
F2000 | Basket, Wastepaper, Fire Resistant | 2 | VV | Wastepaper basket, fire resistant, approximately 40 quart capacity. This unit is used to collect and temporarily store small quantities of paper refuse in patient rooms, administrative areas and nursing stations. Size and shape varies depending on the application and manufacturer selected.
F3050 | Whiteboard, Dry Erase | 1 | VV | Whiteboard unit, approximately 36" H x 48" W consisting of a white porcelain enamel writing surface with an attached chalk tray. Magnetic surface available. Image can be easily removed with a standard chalkboard eraser. For use with water color pens. Unit is ready to hang.
F3200 | Clock, Battery, 12" Diameter | 1 | VV | Clock, 12" diameter. Round surface, easy to read numbers with sweep second hand. Wall mounted unit for use when impractical to install a fully synchronized clock system. Battery operated, (batteries not included).
M1801 | Computer, Microprocessing, w/Flat Panel Monitor | 2 | VV | Desk top microprocessing computer. The unit shall consist of a central processing mini tower, flat panel monitor, keyboard, mouse and speakers. The system shall have the following minimum characteristics: a 2.8 GHz Pentium processor; 512 MB memory; 80GB hard drive; 32/48x CD-ROMDVD combo; 1.44MB network interface card; video 32 MB NVIDIA; a 18 inch flat panel monitor. The computer is used throughout the facility to input, manipulate and retrieve information.
M1825 | Printer, Computer | 1 | VV | High resolution computer printer with a variety of type styles and sheet/envelope feeder trays. Database information reflects network ready, medium duty office style laser printers. Other types of printers (bubble jet, dot matrix, line or plotter) as well as light or heavy use capabilities are available.
X3150 | Rack, Apron/Gloves, Wall Mounted | 2 | CC | Apron and gloves rack. This is a wall unit which holds aprons and gloves. The body is heavy gauge steel finish in gray or green baked enamel, glove and apron holding arms are aluminum. The unit's convenient on wall storage will prolong the useful life of your protection aprons by helping prevent damage to internal components.
7 - CS193 - IP Endovascular Cardiac Catheterization Laboratory System Component Room, Surg Svc | 7 - CS193 - IP Endovascular Cardiac Catheterization Laboratory System Component Room, Surg Svc | 7 - CS193 - IP Endovascular Cardiac Catheterization Laboratory System Component Room, Surg Svc | 7 - CS193 - IP Endovascular Cardiac Catheterization Laboratory System Component Room, Surg Svc | 7 - CS193 - IP Endovascular Cardiac Catheterization Laboratory System Component Room, Surg Svc
JSN | NAME | QTY | ACQ/INS | DESCRIPTION
A1010 | Telecommunication Outlet | 1 | VV | Telecommunication outlet location.
A1012 | Telephone, Wall Mounted, 1 Line | 1 | VV | Telephone, wall mounted, 1 line.
F3200 | Clock, Battery, 12" Diameter | 1 | VV | Clock, 12" diameter. Round surface, easy to read numbers with sweep second hand. Wall mounted unit for use when impractical to install a fully synchronized clock system. Battery operated, (batteries not included).
8 - CS211 - IP Endovascular Electrophysiology Procedure Room, Surg Svc | 8 - CS211 - IP Endovascular Electrophysiology Procedure Room, Surg Svc | 8 - CS211 - IP Endovascular Electrophysiology Procedure Room, Surg Svc | 8 - CS211 - IP Endovascular Electrophysiology Procedure Room, Surg Svc | 8 - CS211 - IP Endovascular Electrophysiology Procedure Room, Surg Svc
JSN | NAME | QTY | ACQ/INS | DESCRIPTION
A1010 | Telecommunication Outlet | 1 | VV | Telecommunication outlet location.
A1014 | Telephone, Wall Mounted, 1 Line, With Speaker | 1 | VV | Telephone, wall mounted, 1 line, with speaker.
A1066 | Mirror, Float Glass, With SS Frame | 1 | CC | A high quality 1/4" polished float glass mirror 36X18, framed in a one-piece, bright polished, stainless steel channel frame with 90° mitered corners. All edges of the mirror are protected by absorbing filler strips. Mirror has a galvanized steel back with integral horizontal hanging brackets and wall hanger for concealed mounting. For mounting above single wall mounted lavatories located in toilet areas, Doctors examination offices, etc. May also be used above double lavatories, either wall or countertop mounted, found in restroom areas.
A1122 | Column, Equipment Arm, Ceiling Mounted, Surgery | 2 | CC | A ceiling mounted retractable equipment arm for use in the OR. Designed to provide equipment placement support, power receptacles including low-voltage panels, gas outlets and flat screen mounting for a surgical suite. Unit will provide a range of motion of up to 330 degrees with arm providing additional vertical movement. Units are custom configured with multiple options available. Price is based on a unit with two (double) retractable arms. Also available are units for use in anesthesia, ICU and ER.
A1130 | Cabinet, Control, Nitrogen | 2 | CC | Nitrogen control cabinet. Unit consists of supply cut-off valve, supply pressure gauge, pressure regulator (adjustable 0 to 200 PSI), outlet pressure gauge, nitrogen outlet and connection to surgical gas column. Specify recessed or surface mounting. Designed for powering surgical pneumatic tools.
A5077 | Dispenser, Hand Sanitizer, Hands-Free | 2 | VV | A touch free wall-mounted hand sanitizer dispenser. For use throughout a healthcare facility. Unit does not include the sanitizing liquid. Units are battery operated.
A5104 | Cart, Medical Waste Disposal, Mobile w/Foot Pedal | 1 | VV | Mobile molded cart with foot pedal, to house 18-24 gal sharps disposal container. Lid lift or slide opens easily with foot-operated pedal. Lid may remain closed when not in use to reduce exposure to contents. Ergonomic handle is telescopic. Heavy containers can be removed from the side with minimal lifting. Meets requirements of OSHA 29 CFR 1910.130.
A5107 | Dispenser, Glove, Surgical/Examination, Wall Mntd | 2 | VV | Examination three (Small Medium, Large) glove dispenser box for wall mounting. Fabricated of either cold rolled steel with a white baked enamel finish, plastic or acrylic. Hardware not included, Option 3 powder coated steel.
A5212 | Bracket, Television, Wall-Mounted, Tilt/Angle | 1 | VV | A wall mounted, tilt/angled TV bracket for 37" to 80" TVs. Mount will be a universal and VESA compliant unit with a load capacity of up to 130 lbs.
E0703 | Table, Process, Adj Height, 5 Drawer, 48"W x 24"D | 1 | VV | Height adjustable table. The table top is available in a plastic laminate or chemical resistant material (Chem-Surf). Casters or glides are options with some tables. All tables will accept various storage components underneath. These work surfaces are available in 24" or 30" depth. THIS TYPICAL INCLUDES: 1 height adjustable table; 1 storage frame; 3 drawers, 3"H; 1 drawer, 6"H; 1 drawer, 9"H and drawer organizer bins.
E0954 | Cart, Emergency, Mobile, 66"H x 32"W x 22"D | 1 | VV | THIS TYPICAL INCLUDES: 1 Cart body, style-A narrow, w/raised edge top 1 Accessory rail, side 1 Accessory rail, back 1 Defibrillator tray 1 IV pole 1 Breakaway bar 1 Flip-up shelf 1 Wastebasket 1 Oxygen tank holder 1 Electrical box-4 outlet 1 Cord wrap 4 Drawer, 3"H 3 Drawer, 6"H Drawer organizer bins.
F0340 | Stool, Self Adjusting | 1 | VV | Self adjusting stool. Consists of a foam padded upholstered seat with attached foot rest for added comfort. Mounted on swivel casters. Designed for doctor's use during examinations.
F0355 | Footstool, Straight | 1 | VV | Step stool. Used to assist patients getting on and off exam or surgical tables. Fitted with electrically conductive rubber tips.
F2020 | Can, Trash, 44 Gallon | 2 | VV | Forty four (44) gallon trash can, 32" high X 24" diameter, with lid. Used to collect and transport refuse from a point of origin to point of disposal (example: from soiled utility or a nursing unit to the trash compactor at housekeeping).
F3050 | Whiteboard, Dry Erase | 1 | VV | Whiteboard unit, approximately 36" H x 48" W consisting of a white porcelain enamel writing surface with an attached chalk tray. Magnetic surface available. Image can be easily removed with a standard chalkboard eraser. For use with water color pens. Unit is ready to hang.
F3200 | Clock, Battery, 12" Diameter | 1 | VV | Clock, 12" diameter. Round surface, easy to read numbers with sweep second hand. Wall mounted unit for use when impractical to install a fully synchronized clock system. Battery operated, (batteries not included).
L0220 | Analyzer, Hemoglobin, Portable, Hand Held | 1 | VV | A portable, hand held analyzer for testing hemoglobin. The analyzer will achieve precision and accuracy comparable to a central laboratory. The unit will be battery operated.
L1085 | Analyzer, Coagulation, Automatic | 1 | VV | Automatic coagulation analyzer. The unit performs on-site blood coagulation tests, prothrombin time (PT), and partial thromboplastin time (PTT) tests on whole blood or plasma samples. The analyzer employs both single and duplicating or stat testing capabilities.
M0750 | Flowmeter, Air, Connect w/50 PSI Supply | 4 | VV | Air flowmeter. Unit has a stainless steel needle valve with clear flowtube for connection to 50 PSI air outlet from central pipeline system. Requires the appropriate adapter for connection to the wall outlet and fitting to connect to tubing. Database prices reflect fittings with an attached DISS power outlet. Other outlet and adapter configurations are available.
M0755 | Flowmeter, Oxygen, Low Flow | 4 | VV | Oxygen flowmeter. Consists of a clear crystal flowtube calibrated to 3.5 or 8 LPM depending on manufacturer. For oxygen regulation in hospital settings. Database pricing includes DISS fitting and DISS power outlet and wall adapter. Other fitting and adapter configurations are available.
M0765 | Regulator, Vacuum | 4 | VV | Vacuum pressure regulator for connection to central piped vacuum system. Standard display scale is graduated at least from 0 to 200 mm Hg of vacuum. Displays on specialized regulators may cover other vacuum ranges. Regulator type (continuous, intermittent, continuous/intermittent, surgical, pediatric, thoracic, etc.) as required. To be used in delivery, neonatal, pediatrics or any area where suction is required. Database pricing reflects continuous regulators graduated to 200 mm Hg with a full line vacuum selection switch and DISS configured inlets and outlets.
M1801 | Computer, Microprocessing, w/Flat Panel Monitor | 1 | VV | Desk top microprocessing computer. The unit shall consist of a central processing mini tower, flat panel monitor, keyboard, mouse and speakers. The system shall have the following minimum characteristics: a 2.8 GHz Pentium processor; 512 MB memory; 80GB hard drive; 32/48x CD-ROMDVD combo; 1.44MB network interface card; video 32 MB NVIDIA; a 18 inch flat panel monitor. The computer is used throughout the facility to input, manipulate and retrieve information.
M1802 | Work Station, Computer, Retractable, Wall Mounted | 1 | VV | A wall mounted retractable work station. Work station is used as a computer station in treatment rooms, exam rooms and areas where physical space in limited.
M3070 | Hamper, Linen, Mobile, w/Lid | 1 | VV | Mobile linen hamper with hand or foot operated lid. Made of heavy tubular stainless steel with heavy gauge welded steel platform. Holds 25" hamper bags. Mounted on ball bearing casters. For linen transport in hospitals and clinics.
M3072 | Frame, Infectious Waste Bag w/Lid | 1 | VV | Frame for an infectious waste collection bag. Made of heavy tubular stainless steel with heavy gauge welded steel platform. Adjust to hold 18" or 25" trash bags. Mounted on ball bearing casters and includes permanently mounted hinged lid. Provides means of bagging infectious waste at point of waste generation.
M3150 | Distribution System, Medication, Automatic | 1 | VV | An automated dispensing system that provides controlled dispensing, inventory and security. Size and cost will vary dependent on number of modules selected.
M3175 | Electrosurgical Unit, Dual Output | 1 | VV | Dual output electrosurgical unit. Solid state power source with foot switch jacks, monopolar and bipolar outputs, and four independent modes of operation. Used in the operating room or surgicenter as an alternative to the scalpel for cutting tissue.
M3190 | Generator, RF Cardiac Ablation | 1 | VV | An electrosurgical radiofrequency (RF) generator supplying RF energy for the partial or complete coagulation and ablation of soft tissue. Uses a variety of RF ablation catheters and electrosurgical devices. Intuitive display panel facilitates ease-of-use.
M4116 | Monitor, Vital Signs | 1 | VV | Electronic sphygmomanometer. LCD displays non-invasive blood pressure, pulse rate and temperature. Used in hospitals and clinics. Includes an optional mobile stand.
M4250 | Pump, Syringe, Infusion | 1 | VV | The infusion syringe pump ensures highly accurate volume delivery and consistent flow for small volumes (<50 ml) of pharmacologic agents or thick feeding solutions. It shall be small, lightweight construction, making it transportable. Shall have menu-driven programming capable of flow rates (e.g. 0.1 or 1.0 mL/hr) that are intended for long-term bedside use and/or critical care patient transport, plunger positioning sensor, LCD display for easy viewing, volume limit programming to serve as a convenient cue of volume or dose delivery completion and multiple delivery modes for all applications requiring precisely controlled infusion rates. The infusion pump shall have automatic syringe size sensing which will give the flexibility to accept a wide range of syringe sizes (up to 60 mL) from different manufacturers. Shall be battery powered/AC adapter.
M4255 | Stand, IV, Adjustable | 2 | VV | Adjustable IV stand with 4-hook arrangement. Stand has stainless steel construction with heavy weight base. It adjusts from 66 inches to 100 inches and is mounted on conductive rubber, ball bearing, swivel casters. Stand is used for administering intravenous solutions.
M4266 | Pump, Volumetric, Infusion, Multiple Line | 2 | VV | Volumetric infusion pump. Pump is self-regulating with automatic sensor and adjustable rate. Equipped with visual and audible alarms and up to 10 hour capacity battery. For the administration of a wide variety of therapeutic agents where precise control is required. Unit provides individual control to IV lines simultaneously.
M4645 | Patient Transfer Device | 2 | VV | A patient transfer board designed to make lateral patient transfers safer for staff and be more comfortable for the patients. The board uses a smooth, low friction and static free surface to eliminate the need for metal rollers. The board has a soft foam core that makes them lightweight for ease of use and storage. The long board device also enables the transfer of a patient in the seated or Fowler position. The boards come in three sizes with the long board being foldable. The dimensions and price are for the long wide board.
M4806 | Controller, Heart Pump Catheter | 1 | VV | Control console for percutaneous ventricular assist system. Features a 10 Inch high resolution display. It controls the special catheter performance, monitors for alarms, and displays real time hemodynamic and catheter position information. Integrated purge system automatically sets the purge flow to maintain the purge pressure. Can be powered by AC power or can operate on internal battery power for at least 60 minutes when fully charged.
M4812 | Pacemaker, Single Chamber, External, Temporary | 2 | VV | A single chamber, external temporary pacemaker designed to provide acute therapeutic, prophylactic, and diagnostic pacing support. It is capable of operating in the demand or asynchronous modes and includes adjustable rate, output, and sensing controls. Battery operated.
M7480 | Light, Surgical, Ceiling Mounted, Single, Medium | 1 | VC | Single ceiling mounted surgical light with a light head diameter generally between 21" and 30" depending on the manufacturer. The light is mounted from a pole extending down from the ceiling and then from a pivotal arm assembly that rotates 360 degrees. It includes a variable intensity control and sterile focus handle. The minimum ceiling height for most models is 8'-9"; check the manufacturers' specific recommendations. The database height dimension below refers to the lamp head housing itself. Width and depth are the length of the swing arm plus the diameter of the light head. This light can be used for both minor and major surgical procedures.
M7650 | Defibrillator/Monitor, Acute Care | 1 | VV | Portable defibrillator/monitor for acute care includes biphasic defibrillator, pacing, SPO2, Interpretive 12-lead, NIBP monitoring, EtCO2 monitoring, Invasive pressure monitoring, Vital Sign monitoring, temperature probe, Fax transmission, PCMCIA Data Cards, Paddle accessories, and a color LCD.
M7801 | Monitor, Medical Grade 26 - 42" | 4 | VV | LED HD monitor capable of displaying medical grade images. Monitor's size is 26-42".
M7802 | Monitor, Medical Grade 55-65" | 1 | VV | LED HD monitor capable of displaying medical grade images. Monitor' size is 55 - 65".
M7818 | Monitor, Transport | 1 | VV | A light weight, rugged patient monitor for use during transport. Unit consists of a compact monitor with touchscreen display with up to 3 waveforms on a on a bright non-fading display. The unit measures ECG/respiration, NBP, SpO2, pressure, and temperature and CO2. Data can be transferred seamlessly throughout the continuum of care. Unit is approved for aeromedical use (US Army Airworthiness Certification and Evaluation (ACE) program. Battery run time of 3 hours before recharge.
M7845 | Monitor, Physiological, Bedside, 4 Channel | 1 | VV | 4 channel bedside physiological monitor. The unit consist of a four-channel non-fade monochrome display monitor, an alarm system and printer-recording capabilities. The monitor has color coded controls and automatic calibration. The unit displays up to four waveforms simultaneously. The parameters to be monitored are user selectable. The monitor may be connected to a central monitoring station. The unit monitors patients in most acute care areas, step-down units, procedure rooms and emergency rooms.
M7860 | Monitoring System, Cardiac Catheterization Lab | 1 | VV | Computerized monitoring system for use in cardiac catheterization labs, electrophysiology labs and cardio-thoracic operating rooms. The system can display up to 32 different waveforms simultaneously, perform calculations of hemodynamic parameters, valve areas and cardiac output, archive procedure results and accept inputs from a variety of monitoring devices. The installed system can also include remote monitors/terminals and additional workstations and may interface with hospital-wide physiological monitoring or clinical information systems. The system includes several configurations in different locations. Database physical dimensions reflect the largest of these work centers. The estimated total 20 amp electrical requirements will be spread across several circuits in several locations. The system price varies greatly on the size and sophistication of the end user's requirements.
M7862 | Navigation System, Electrophysiology Mapping | 1 | VV | Electrophysiology mapping and surgical navigation for visualization of individual anatomic variations via 3D scans or maps, continuously visible catheter icon, visual assessment of ablation line. System may include various components consisting of computer workstation, signal station, RF generator, repeater monitor, system carts and accessories.
M8800 | Cart, Anesthesia | 1 | VV | Mobile anesthesia cart. The cart shall be built of stainless steel or other appropriate material and mounted on 4" casters for easy mobility. It shall be capable of being equipped with bottle holders, adjustable IV pole, storage drawers, shelves and a top bar/rail.
M8810 | Stand, Mayo | 1 | VV | Adjustable instrument table. Table is corrosion resistant stainless steel construction and is mounted on two casters with two skid rails. It has telescopic upright adjusts from 39 inches to 60 inches with automatic locking device, and removable 13"x19" instrument tray. Designed for use in operating and procedure rooms.
M8825 | Table, Instrument/Dressing, CRS, approx. 36x20x34 | 1 | VV | Instrument and dressing table. Made of corrosion resistant stainless steel with a sound deadened top. Includes guard rail, shelf and two side-by-side drawers. The table is mounted on swivel, ball-bearing casters.
M8826 | Table, Instrument/Dressing CRS 60x24x34 | 1 | VV | Stainless steel instrument table with shelf and three inch casters made of rubber with double ball bearing casters. Dimensions are 60x24x34.
M8940 | Stool, Anesthesia, With Back | 3 | VV | Anesthesia stool with back. All stainless steel with well-curved back panel and wide conductive seat. Designed for the anesthesiologist during surgical procedures.
R6200 | Refrigerator, U/C or F/S, 5 Cu Ft | 1 | VV | Utility refrigerator approximately 35" H x 24" W x 26" D. The unit has a two tray ice cube cooling system. The refrigerator fits standard architectural dimensions for undercounter installation. The unit is perfect for use in nurses' station, wards, and laboratories, pharmacies or wherever space is limited.
X2106 | Scanner, Ultrasound, Intra-Cardiac Echo | 1 | VV | A portable cardiovascular ultrasound with full diagnostic and monitoring capabilities. The unit employs phased-array transducer technology for 2D, color and Doppler imaging. It will have multiple focal zones to optimize image quality. The unit will have an integrated EchoPAC with data review, analysis, patient archive and reporting capabilities. It will have full DICOM connectivity with embedded raw data speeds allowing for post-exam quantitative analyses at the users convenience. The rechargeable battery will provide up to 1 hour of full scan operation.
X2125 | Scanner, Ultrasound, Portable | 1 | VV | A portable diagnostic ultrasound scanner system configured for various applications, ease-of-use and high performance for enhanced efficiency and accuracy. The scanner is applicable for use in a wide variety of hospital and office environments including ER, breast surgery, anesthesia, vascular, interventional radiology and critical care. The system features a high quality color doppler ultrasound for imaging.
X3155 | Rack, Apron/Gloves, Mobile | 1 | VV | Apron and gloves rack. This is a mobile unit which holds aprons and gloves. The body is heavy gauge steel finish in gray or green baked enamel, glove and apron holding arms are aluminum.
X6190 | Radiographic/Fluoro Unit, Cardiac, 100 kW, Digital | 1 | VC | This system is specifically designed to perform biplane radiographic/fluoroscopic examinations in the Cardiology Department. On-line digital cardiac image processing will provide instant availability of images for review. This units characteristics and components include 100 kW micro-processor controlled X-ray generators, C-arm and U arm with 9” multi-field Image Intensifier, integrated X-ray tube unit and cine camera. The Digital Imaging for both the AP and Lateral planes shall consists of a computer, keyboard with acquisition, viewing monitor, and slave monitor. The system shall be DICOM 3.0 compatible, for easy linkage to filmless image management systems and review stations. It is recommended that the TV monitors be ceiling suspended. System to be procured with Cardiac Cath Lab computerized analysis/monitoring system.
X6195 | Injector, Angiographic | 1 | VC | Angiographic injector. This unit is a specialized radiographic procedure that provides sharp, well-defined visual images of the vascular anatomy. The injector introduces a vision radiopaque fluid (contrast medium) into an artery or vein through a small catheter, making vessels contrast with their more radiolucent surrounding. The unit incorporates an electromechanical or pneumatic driven syringe to deliver the contrast medium. The syringe assemblies consist of an electric motor connected to a jackscrew that moves the syringe piston into or out of the syringe barrel. The unit is used in hospitals with radiographic procedures. Specify if unit is to be pedestal, ceiling, wall or table mounted when ordering.
9 - CS212 - IP Endovascular Electrophysiology Control Room, Surg Svc | 9 - CS212 - IP Endovascular Electrophysiology Control Room, Surg Svc | 9 - CS212 - IP Endovascular Electrophysiology Control Room, Surg Svc | 9 - CS212 - IP Endovascular Electrophysiology Control Room, Surg Svc | 9 - CS212 - IP Endovascular Electrophysiology Control Room, Surg Svc
JSN | NAME | QTY | ACQ/INS | DESCRIPTION
A1012 | Telephone, Wall Mounted, 1 Line | 1 | VV | Telephone, wall mounted, 1 line.
A5145 | Hook, Garment, Double, SS, Surface Mounted | 4 | CC | A surface mounted, satin finish stainless steel, double garment hook. Equipped with a concealed mounting bracket that is secured to a concealed wall plate. For general purpose use throughout the facility to hang various items of apparel.
A6110 | Counter, Console, Communications | 1 | CC | Counter, console, communications. Consists of one 18” wide base cabinet with two drawers and file drawer, one 30” wide pencil drawer and one 18” wide base cabinet with four drawers. The countertop shall be a composition of wood particle core with plastic laminate surface having a hard smooth surface finish, standard thickness of 1” and a 4” butt backsplash/curb.
CT030 | Countertop, High Pressure Laminate | 12 | CC | High pressure laminate countertop (composition of wood particle core with plastic laminate surface) having a hard smooth surface finish, standard thickness of 1", and a 4" butt backsplash/curb. Also referred to as a work surface or work top. Available in a wide choice of colors, patterns, and depths. Used in general purpose areas requiring a basic work surface arrangement with limited heat resistance and poor chemical resistance. Pricing based upon a 24" depth.
F0275 | Chair, Swivel, High Back | 5 | VV | Highback contemporary swivel chair, 41" high X 23" wide X 23" deep with five (5) caster swivel base and arms. Chair may be used at desks or in conference rooms. Back and seat are foam padded and upholstered with either woven textile fabric or vinyl.
F2000 | Basket, Wastepaper, Fire Resistant | 2 | VV | Wastepaper basket, fire resistant, approximately 40 quart capacity. This unit is used to collect and temporarily store small quantities of paper refuse in patient rooms, administrative areas and nursing stations. Size and shape varies depending on the application and manufacturer selected.
F3050 | Whiteboard, Dry Erase | 1 | VV | Whiteboard unit, approximately 36" H x 48" W consisting of a white porcelain enamel writing surface with an attached chalk tray. Magnetic surface available. Image can be easily removed with a standard chalkboard eraser. For use with water color pens. Unit is ready to hang.
F3200 | Clock, Battery, 12" Diameter | 1 | VV | Clock, 12" diameter. Round surface, easy to read numbers with sweep second hand. Wall mounted unit for use when impractical to install a fully synchronized clock system. Battery operated, (batteries not included).
M1801 | Computer, Microprocessing, w/Flat Panel Monitor | 2 | VV | Desk top microprocessing computer. The unit shall consist of a central processing mini tower, flat panel monitor, keyboard, mouse and speakers. The system shall have the following minimum characteristics: a 2.8 GHz Pentium processor; 512 MB memory; 80GB hard drive; 32/48x CD-ROMDVD combo; 1.44MB network interface card; video 32 MB NVIDIA; a 18 inch flat panel monitor. The computer is used throughout the facility to input, manipulate and retrieve information.
M1825 | Printer, Computer | 1 | VV | High resolution computer printer with a variety of type styles and sheet/envelope feeder trays. Database information reflects network ready, medium duty office style laser printers. Other types of printers (bubble jet, dot matrix, line or plotter) as well as light or heavy use capabilities are available.
X3150 | Rack, Apron/Gloves, Wall Mounted | 2 | CC | Apron and gloves rack. This is a wall unit which holds aprons and gloves. The body is heavy gauge steel finish in gray or green baked enamel, glove and apron holding arms are aluminum. The unit's convenient on wall storage will prolong the useful life of your protection aprons by helping prevent damage to internal components.
10 - CS213 - IP Endovascular Electrophysiology System Component Room, Surg Svc | 10 - CS213 - IP Endovascular Electrophysiology System Component Room, Surg Svc | 10 - CS213 - IP Endovascular Electrophysiology System Component Room, Surg Svc | 10 - CS213 - IP Endovascular Electrophysiology System Component Room, Surg Svc | 10 - CS213 - IP Endovascular Electrophysiology System Component Room, Surg Svc
JSN | NAME | QTY | ACQ/INS | DESCRIPTION
A1010 | Telecommunication Outlet | 1 | VV | Telecommunication outlet location.
A1012 | Telephone, Wall Mounted, 1 Line | 1 | VV | Telephone, wall mounted, 1 line.
F3200 | Clock, Battery, 12" Diameter | 1 | VV | Clock, 12" diameter. Round surface, easy to read numbers with sweep second hand. Wall mounted unit for use when impractical to install a fully synchronized clock system. Battery operated, (batteries not included).
11 - CS221 - IP Endovascular Cardiac Catheterization / Electrophysiology Equipment Room, Surg Svc | 11 - CS221 - IP Endovascular Cardiac Catheterization / Electrophysiology Equipment Room, Surg Svc | 11 - CS221 - IP Endovascular Cardiac Catheterization / Electrophysiology Equipment Room, Surg Svc | 11 - CS221 - IP Endovascular Cardiac Catheterization / Electrophysiology Equipment Room, Surg Svc | 11 - CS221 - IP Endovascular Cardiac Catheterization / Electrophysiology Equipment Room, Surg Svc
JSN | NAME | QTY | ACQ/INS | DESCRIPTION
E0978 | Cart, Wire, Mobile, 72"H x 48"W x 24"D | 1 | VV | THIS TYPICAL INCLUDES: 1 Wire Cart, w/Casters 5 Wire Shelves w/Fences and Dividers 4 Vertical Back/Side Panels 1 Cart Cover Label Clips
M4811 | Pump, Intra-Aortic, Balloon | 2 | VV | Intra-aortic balloon pump. Item is used to treat cardiogenic shock resulting from extensive myocardial injury or damage. The pump shall function from line or battery power and is to be a mobile unit. It contains physiological monitoring, pacing, and pumping capabilities. It requires minimal set-up time and has immediate pumping capability. Adjustments can be accomplished without interruption of pumping. The monitor can be mounted remotely for the clinicians convenience and permits viewing of both cardio-pulmonary bypass and intra-aortic balloon pump simultaneously. The pump is designed for use in the critical care unit, operating room, cardiac cath lab and during transport.
M7710 | Electrocardiograph, 12 Lead, Portable | 1 | VV | Used to detect the electrical signals associated with cardiac activity, diagnose cardiac abnormalities, determine a patients response to drug therapy and reveal trends or changes in heart function. Capable of recording two or more leads simultaneously, recording an entire 12 lead ECG in about 10 seconds. Includes of a 3.5 inch, high density, floppy disk drive for test storage. Portable.
M8310 | Table, Tilt | 1 | VV | A powered tilt exercising table. Table consists of a durable steel frame with a padded board. The inclination angle of the table surface adjusts from 0 to 90 degrees. Table includes extra wide safety straps and casters with locking brakes. Some models also have an adjustable level height feature (hi-lo). Height dimension below refers to level table; fully tilted height is 78". Table is used for treatment of patients in physical therapy and rehabilitation programs.
M8528 | Laser, Tissue Ablation | 1 | VV | Pulsed Ultraviolet Laser Beam (Class 4 Laser). Mobile, microprocessor controlled system using energy pulses via fiberoptic devices for Cardiac Ablation. Adjustable energy and pulse rates. 308nm wavelength.
M8826 | Table, Instrument/Dressing CRS 60x24x34 | 1 | VV | Stainless steel instrument table with shelf and three inch casters made of rubber with double ball bearing casters. Dimensions are 60x24x34.
M8920 | Stand, Basin, CRS, Mobile, Double | 1 | VV | CRS, mobile, double basin stand with shelf. Stainless steel corrosion resistant frame constructed from two continuous inverted "U" shaped tubes, forming four legs and mounted on casters. Circular rings welded to top receive two removable 8 quart stainless steel basins. For open heart and other procedures.
X3155 | Rack, Apron/Gloves, Mobile | 1 | VV | Apron and gloves rack. This is a mobile unit which holds aprons and gloves. The body is heavy gauge steel finish in gray or green baked enamel, glove and apron holding arms are aluminum.
12 - CS222 - IP Endovascular Transesophageal Echocardiograph (TEE) Procedure Room, Surg Svc | 12 - CS222 - IP Endovascular Transesophageal Echocardiograph (TEE) Procedure Room, Surg Svc | 12 - CS222 - IP Endovascular Transesophageal Echocardiograph (TEE) Procedure Room, Surg Svc | 12 - CS222 - IP Endovascular Transesophageal Echocardiograph (TEE) Procedure Room, Surg Svc | 12 - CS222 - IP Endovascular Transesophageal Echocardiograph (TEE) Procedure Room, Surg Svc
JSN | NAME | QTY | ACQ/INS | DESCRIPTION
A1015 | Telephone, Desk, Multiple Line | 1 | VV | Telephone, desk, multiple line.
A1132 | Rail, Accessory Mounting, Length As Required | 1 | VC | Horizontal equipment mounting rail with lock mounting devices capable of; supporting up to 75 pounds each, being repositioned, and mounting and dismounting of equipment without the use of tools (special tools may be required to unlock adapter that was previously locked to the rail). The rail must be capable of supporting medical equipment and accessories normally found in exam or patient rooms. The rail system must be capable of mounting and dismounting equipment without leaving or creating new holes in the finished surface of the wall. The rail system utilizes a series of mounting plates and adapters specific to the device being mounted to the rail. The plate and adapter rail mounting kit must be specified to match the equipment being mounted to the equipment rail.
A5075 | Dispenser, Soap, Disposable | 1 | VV | Disposable soap dispenser. One-handed dispensing operation. Designed to accommodate disposable soap cartridge and valve.
A5077 | Dispenser, Hand Sanitizer, Hands-Free | 1 | VV | A touch free wall-mounted hand sanitizer dispenser. For use throughout a healthcare facility. Unit does not include the sanitizing liquid. Units are battery operated.
A5082 | Dispenser, Paper Towel, Sensor, Hands Free | 1 | CC | A surface mounted, sensor activated, automatic, roll paper towel dispenser. The unit dispenses a paper towel automatically only when hands are place in position below the dispenser for maximum sanitation and hygiene. May include adjustable settings for sheet length, time delay, and sensor range. Unit is battery operated or with optional AC power adapter.
A5107 | Dispenser, Glove, Surgical/Examination, Wall Mntd | 1 | VV | Examination three (Small Medium, Large) glove dispenser box for wall mounting. Fabricated of either cold rolled steel with a white baked enamel finish, plastic or acrylic. Hardware not included, Option 3 powder coated steel.
A5108 | Waste Disposal Unit, Sharps | 1 | VV | A container for collecting and transporting syringes and other sharps for decontamination and disposal. Available in 2 gallon and 8 gallon with locking rotor. Complies with OSHA regulations for handling sharps.
A5145 | Hook, Garment, Double, SS, Surface Mounted | 1 | CC | A surface mounted, satin finish stainless steel, double garment hook. Equipped with a concealed mounting bracket that is secured to a concealed wall plate. For general purpose use throughout the facility to hang various items of apparel.
A5180 | Track, Cubicle, Surface Mounted, With Curtain | 10 | VV | Surface mounted cubicle track, with curtain. Track constructed of thick extruded aluminum. Equipped with self lubricating carriers, beaded drop chain hooks, and flame resistant curtain. To include removable end caps. Designed to be suspended around patient areas where privacy is needed. Price listed is per foot of the track, curtains to be priced per quote.
E0210 | Worksurface, w/Overhead Cab, Wall Mtd, 48" W | 1 | VV | THIS TYPICAL INCLUDES: 2 Vertical Hanging Strips 1 Lockable Flipper Unit 1 Shelf, Storage/Display 1 Light 1 Cantilevered Work Surface
E0948 | Cart, General Storage, Mobile, 42"H x 32"W x 22"D | 1 | VV | THIS TYPICAL INCLUDES: 1 Cart Body, Style-A Narrow, w/Raised Edge Top 2 Drawers, 3" H 4 Drawers, 6" H 1 Accessory Rail, Side Drawer Organizer Bins
E0954 | Cart, Emergency, Mobile, 66"H x 32"W x 22"D | 1 | VV | THIS TYPICAL INCLUDES: 1 Cart body, style-A narrow, w/raised edge top 1 Accessory rail, side 1 Accessory rail, back 1 Defibrillator tray 1 IV pole 1 Breakaway bar 1 Flip-up shelf 1 Wastebasket 1 Oxygen tank holder 1 Electrical box-4 outlet 1 Cord wrap 4 Drawer, 3"H 3 Drawer, 6"H Drawer organizer bins.
F0206 | Chair, Side, Bariatric, With Arms | 1 | VV | A bariatric side chair with arms for use in a waiting room, lobby or other patient area. Chair will have a padded seat and back and have a capacity of 800 pounds.
F0280 | Chair, Swivel, Low Back | 1 | VV | Low back contemporary swivel chair, 37" high X 25" wide X 31" deep with a five (5) caster swivel base, arms and foam padded seat and back upholstered with either woven textile fabric or vinyl.
F0355 | Footstool, Straight | 1 | VV | Step stool. Used to assist patients getting on and off exam or surgical tables. Fitted with electrically conductive rubber tips.
F2010 | Basket, Wastepaper, Step-On | 1 | VV | "Step-on" wastepaper basket with inner liner and foot petal activated flip top.
F2017 | Waste Receptacle, 24 GAL | 1 | VV | Rectangular steel waste receptacle with step-on lid and 24 gallon capacity. The receptacle is used to collect and temporarily store small quantities of paper refuse. Can be used in restrooms, patient areas, laboratories, pharmacies, etc.
F3200 | Clock, Battery, 12" Diameter | 1 | VV | Clock, 12" diameter. Round surface, easy to read numbers with sweep second hand. Wall mounted unit for use when impractical to install a fully synchronized clock system. Battery operated, (batteries not included).
M0750 | Flowmeter, Air, Connect w/50 PSI Supply | 2 | VV | Air flowmeter. Unit has a stainless steel needle valve with clear flowtube for connection to 50 PSI air outlet from central pipeline system. Requires the appropriate adapter for connection to the wall outlet and fitting to connect to tubing. Database prices reflect fittings with an attached DISS power outlet. Other outlet and adapter configurations are available.
M0755 | Flowmeter, Oxygen, Low Flow | 2 | VV | Oxygen flowmeter. Consists of a clear crystal flowtube calibrated to 3.5 or 8 LPM depending on manufacturer. For oxygen regulation in hospital settings. Database pricing includes DISS fitting and DISS power outlet and wall adapter. Other fitting and adapter configurations are available.
M0765 | Regulator, Vacuum | 2 | VV | Vacuum pressure regulator for connection to central piped vacuum system. Standard display scale is graduated at least from 0 to 200 mm Hg of vacuum. Displays on specialized regulators may cover other vacuum ranges. Regulator type (continuous, intermittent, continuous/intermittent, surgical, pediatric, thoracic, etc.) as required. To be used in delivery, neonatal, pediatrics or any area where suction is required. Database pricing reflects continuous regulators graduated to 200 mm Hg with a full line vacuum selection switch and DISS configured inlets and outlets.
M1801 | Computer, Microprocessing, w/Flat Panel Monitor | 1 | VV | Desk top microprocessing computer. The unit shall consist of a central processing mini tower, flat panel monitor, keyboard, mouse and speakers. The system shall have the following minimum characteristics: a 2.8 GHz Pentium processor; 512 MB memory; 80GB hard drive; 32/48x CD-ROMDVD combo; 1.44MB network interface card; video 32 MB NVIDIA; a 18 inch flat panel monitor. The computer is used throughout the facility to input, manipulate and retrieve information.
M3070 | Hamper, Linen, Mobile, w/Lid | 1 | VV | Mobile linen hamper with hand or foot operated lid. Made of heavy tubular stainless steel with heavy gauge welded steel platform. Holds 25" hamper bags. Mounted on ball bearing casters. For linen transport in hospitals and clinics.
M3072 | Frame, Infectious Waste Bag w/Lid | 1 | VV | Frame for an infectious waste collection bag. Made of heavy tubular stainless steel with heavy gauge welded steel platform. Adjust to hold 18" or 25" trash bags. Mounted on ball bearing casters and includes permanently mounted hinged lid. Provides means of bagging infectious waste at point of waste generation.
M3150 | Distribution System, Medication, Automatic | 1 | VV | An automated dispensing system that provides controlled dispensing, inventory and security. Size and cost will vary dependent on number of modules selected.
M4116 | Monitor, Vital Signs | 1 | VV | Electronic sphygmomanometer. LCD displays non-invasive blood pressure, pulse rate and temperature. Used in hospitals and clinics. Includes an optional mobile stand.
M4255 | Stand, IV, Adjustable | 2 | VV | Adjustable IV stand with 4-hook arrangement. Stand has stainless steel construction with heavy weight base. It adjusts from 66 inches to 100 inches and is mounted on conductive rubber, ball bearing, swivel casters. Stand is used for administering intravenous solutions.
M4266 | Pump, Volumetric, Infusion, Multiple Line | 2 | VV | Volumetric infusion pump. Pump is self-regulating with automatic sensor and adjustable rate. Equipped with visual and audible alarms and up to 10 hour capacity battery. For the administration of a wide variety of therapeutic agents where precise control is required. Unit provides individual control to IV lines simultaneously.
M7401 | Light, Exam, Mobile, Spotlight, Mobile Stand | 1 | VV | The exam light shall be a mobile floor unit. The light will be a halogen bulb or LED that can produce a continuous and homogeneous spot of light adjustable from 5 to 9 inches in diameter from a set distance. The light intensity shall be a minimum of 750 foot-candles at a distance of 16 inches and have a color temperature of 3,200 degrees Kelvin. The unit will consist of an arm or sleeve of approximately 45 inches in length to allow for easy arm rotation and arm movement up and down. The unit shall be mounted on a caster base for easy movement.,
M7650 | Defibrillator/Monitor, Acute Care | 1 | VV | Portable defibrillator/monitor for acute care includes biphasic defibrillator, pacing, SPO2, Interpretive 12-lead, NIBP monitoring, EtCO2 monitoring, Invasive pressure monitoring, Vital Sign monitoring, temperature probe, Fax transmission, PCMCIA Data Cards, Paddle accessories, and a color LCD.
M9006 | Table, Ultrasound, Mobile, Echocardiology | 1 | VV | Mobile exam table designed for ultrasound and echocardiology examinations. Table has an extra wide top with a 500 lb patient capacity, suitable for bariatric patients. Height range from 23" low to accommodate wheelchair transfers and those with ambulatory difficulties to a high of 39". Table includes motorized height adjustment, Fowler position, Trendelenburg and auto level adjustment.
P3100 | Lavatory, Vitreous China, Slab Type | 1 | CC | Wall mounted, slab type, vitreous china, lavatory (approximate bowl size 7"x15"x10") with: faucet holes on 4" centers; gooseneck spout; wrist blade handles; and grid strainer. It shall be suitable for use in clinics, offices, washrooms or patient care area.
R6200 | Refrigerator, U/C or F/S, 5 Cu Ft | 1 | VV | Utility refrigerator approximately 35" H x 24" W x 26" D. The unit has a two tray ice cube cooling system. The refrigerator fits standard architectural dimensions for undercounter installation. The unit is perfect for use in nurses' station, wards, and laboratories, pharmacies or wherever space is limited.
X2105 | Scanner, Ultrasound, Cardiac (Echo) | 1 | VV | High definition, diagnostic ultrasound system for Radiology, Cardiology, Vascular, ob-gyn, Perinatology, and Surgical imaging applications. The unit employs curved, phased and linear array imaging technology. The system supports colorflow, pulse, continuous wave imaging modalities. On board software measurement packages available for all imaging applications. The system is DICOM 3.0 compatible, for easy linkage to filmless image management systems and review stations. In addition, a full line of probes and conventional recording devices are available.
13 - CS223 - IP TEE Probe Decontamination Room, Surg Svc | 13 - CS223 - IP TEE Probe Decontamination Room, Surg Svc | 13 - CS223 - IP TEE Probe Decontamination Room, Surg Svc | 13 - CS223 - IP TEE Probe Decontamination Room, Surg Svc | 13 - CS223 - IP TEE Probe Decontamination Room, Surg Svc
JSN | NAME | QTY | ACQ/INS | DESCRIPTION
A1195 | Counter, Cleanup, With 2 or 3 Sinks | 1 | CC | Two or three sink cleanup counter. Unit is constructed of type 304 corrosion resistant stainless steel. It consists of three sinks 14"W X 16"H X 10"D, hot and cold water faucet, and pre-rinse spray hose. Equipped with channel reinforced drainboards, and backsplash, and supported by tubular stainless steel legs. Unit is designed for use in control sterile supply decontamination areas.
A5075 | Dispenser, Soap, Disposable | 1 | VV | Disposable soap dispenser. One-handed dispensing operation. Designed to accommodate disposable soap cartridge and valve.
A5077 | Dispenser, Hand Sanitizer, Hands-Free | 1 | VV | A touch free wall-mounted hand sanitizer dispenser. For use throughout a healthcare facility. Unit does not include the sanitizing liquid. Units are battery operated.
A5082 | Dispenser, Paper Towel, Sensor, Hands Free | 1 | CC | A surface mounted, sensor activated, automatic, roll paper towel dispenser. The unit dispenses a paper towel automatically only when hands are place in position below the dispenser for maximum sanitation and hygiene. May include adjustable settings for sheet length, time delay, and sensor range. Unit is battery operated or with optional AC power adapter.
A5107 | Dispenser, Glove, Surgical/Examination, Wall Mntd | 1 | VV | Examination three (Small Medium, Large) glove dispenser box for wall mounting. Fabricated of either cold rolled steel with a white baked enamel finish, plastic or acrylic. Hardware not included, Option 3 powder coated steel.
CD030 | Cabinet, W/H, 2 Shelf, 2 DO, Sloping Top, 38x30x13 | 2 | CC | Wall hung steel cabinet with two adjustable shelves, solid hinged doors, and sloping top. Also referred to as a solid hinged double door wall case. For general purpose use throughout the facility.
F2020 | Can, Trash, 44 Gallon | 2 | VV | Forty four (44) gallon trash can, 32" high X 24" diameter, with lid. Used to collect and transport refuse from a point of origin to point of disposal (example: from soiled utility or a nursing unit to the trash compactor at housekeeping).
M2100 | Cart, Shelving, Storage, Mobile, SS | 1 | VV | Mobile storage shelving cart 72" X 48" X 24" with four shelves. Constructed with corrosion resistant stainless steel and mounted on swivel casters. Designed for large carrying capacity and distribution of items from a central source. Options include wire or solid shelves, oversize casters, ledges, rods, tabs, dividers, drawers and bins as well as back and side enclosures. Casters add 6" to equivalent standing shelf height.
14 - CS224 - IP TEE Probe Storage Room, Surg Svc | 14 - CS224 - IP TEE Probe Storage Room, Surg Svc | 14 - CS224 - IP TEE Probe Storage Room, Surg Svc | 14 - CS224 - IP TEE Probe Storage Room, Surg Svc | 14 - CS224 - IP TEE Probe Storage Room, Surg Svc
JSN | NAME | QTY | ACQ/INS | DESCRIPTION
A1010 | Telecommunication Outlet | 1 | VV | Telecommunication outlet location.
A1014 | Telephone, Wall Mounted, 1 Line, With Speaker | 1 | VV | Telephone, wall mounted, 1 line, with speaker.
M2055 | Shelving, Storage, Wire, CRS, w/Adjustable Shelves | 4 | VV | Stationary, wire, shelving unit. Unit has fully adjustable shelves constructed of stainless steel. For use in general purpose storage areas. Shelving is provided in various sizes and configurations. Price provided is for a unit approximately 74"H x 18"D x 48"W with four shelves.
15 - SC199 - IP Surg Endovascular Scrub Sink Alcove, Clncl Sprt | 15 - SC199 - IP Surg Endovascular Scrub Sink Alcove, Clncl Sprt | 15 - SC199 - IP Surg Endovascular Scrub Sink Alcove, Clncl Sprt | 15 - SC199 - IP Surg Endovascular Scrub Sink Alcove, Clncl Sprt | 15 - SC199 - IP Surg Endovascular Scrub Sink Alcove, Clncl Sprt
JSN | NAME | QTY | ACQ/INS | DESCRIPTION
A1010 | Telecommunication Outlet | 1 | VV | Telecommunication outlet location.
A1012 | Telephone, Wall Mounted, 1 Line | 1 | VV | Telephone, wall mounted, 1 line.
A5070 | Dispenser, Liquid Soap, SS, Surface Mounted | 1 | VV | A surface mounted, satin finish stainless steel, top filling, liquid soap dispenser. Dispenser features: corrosion-resistant valve, push-in type and operable with one hand; heavy duty hinge and key lock lid; and vandal resistant concealed mounting. Minimum capacity 40 fluid ounces. For general purpose use throughout the facility.
A5160 | Shelf, 8" Depth, SS, Surface Mounted | 1 | CC | A surface mounted, satin finish, stainless steel shelf with a minimum depth of 8". Mounting brackets are welded to shelf. Shelf is available in various widths. For general purpose use in scrub areas/rooms or other areas of the facility where a SS shelf is required. Pricing based upon a 36" width.
F3200 | Clock, Battery, 12" Diameter | 1 | VV | Clock, 12" diameter. Round surface, easy to read numbers with sweep second hand. Wall mounted unit for use when impractical to install a fully synchronized clock system. Battery operated, (batteries not included).
P6980 | Sink, Scrub, SS, 1-3 Bay, With Knee Valve | 2 | VC | Surgeon's scrub-up sink. Unit is constructed of polished stainless steel. This sink unit has a hydro-mechanical knee operating water control valve and a knee operated surgical soap dispenser. It can be a one, two or three bay model as required. Used in surgical suites or scrub-up areas for surgical teams. Optional electrical configurations are available. Dimensional and price data is based on a three bay unit.
7 - INPATIENT (IP) SURGICAL / ENDOVASCULAR CLEAN CORE AREA | 7 - INPATIENT (IP) SURGICAL / ENDOVASCULAR CLEAN CORE AREA | 7 - INPATIENT (IP) SURGICAL / ENDOVASCULAR CLEAN CORE AREA | 7 - INPATIENT (IP) SURGICAL / ENDOVASCULAR CLEAN CORE AREA | 7 - INPATIENT (IP) SURGICAL / ENDOVASCULAR CLEAN CORE AREA
1 - CS231 - IP Surgical / Endovascular Clean Core, Surg Svc | 1 - CS231 - IP Surgical / Endovascular Clean Core, Surg Svc | 1 - CS231 - IP Surgical / Endovascular Clean Core, Surg Svc | 1 - CS231 - IP Surgical / Endovascular Clean Core, Surg Svc | 1 - CS231 - IP Surgical / Endovascular Clean Core, Surg Svc
JSN | NAME | QTY | ACQ/INS | DESCRIPTION
A1010 | Telecommunication Outlet | 4 | VV | Telecommunication outlet location.
A1014 | Telephone, Wall Mounted, 1 Line, With Speaker | 1 | VV | Telephone, wall mounted, 1 line, with speaker.
A5212 | Bracket, Television, Wall-Mounted, Tilt/Angle | 1 | VV | A wall mounted, tilt/angled TV bracket for 37" to 80" TVs. Mount will be a universal and VESA compliant unit with a load capacity of up to 130 lbs.
M0512 | Television, HDTV, Large Screen, 60" | 1 | VV | A high definition (HDTV) multimedia, slim design, 60"W to 65"W color television. The TV will have a 16.9 wide screen aspect ratio with full HD 1080p resolution and HDMI connections. TV may be LED, Plasma or LCD. TV will include a stand.
M1801 | Computer, Microprocessing, w/Flat Panel Monitor | 1 | VV | Desk top microprocessing computer. The unit shall consist of a central processing mini tower, flat panel monitor, keyboard, mouse and speakers. The system shall have the following minimum characteristics: a 2.8 GHz Pentium processor; 512 MB memory; 80GB hard drive; 32/48x CD-ROMDVD combo; 1.44MB network interface card; video 32 MB NVIDIA; a 18 inch flat panel monitor. The computer is used throughout the facility to input, manipulate and retrieve information.
M1802 | Work Station, Computer, Retractable, Wall Mounted | 1 | VV | A wall mounted retractable work station. Work station is used as a computer station in treatment rooms, exam rooms and areas where physical space in limited.
M2055 | Shelving, Storage, Wire, CRS, w/Adjustable Shelves | 8 | VV | Stationary, wire, shelving unit. Unit has fully adjustable shelves constructed of stainless steel. For use in general purpose storage areas. Shelving is provided in various sizes and configurations. Price provided is for a unit approximately 74"H x 18"D x 48"W with four shelves.
M3110 | Cabinet, Warming, F/S, 2 Heated Compartment, Elect | 2 | CC | Freestanding, single or double door warming cabinet with 2 heated compartments. Compartment and exterior walls are made from stainless steel. Thick fiberglass insulation maintains the interior temperature and keeps the exterior from becoming too hot. Equipped with a sealing door, thermostatic temperature control, status display, heat indicating light, over temperature protection, alarms and an air circulating fan. Unit may have an optional temperature recorder. Manufacturer recommends using a fused disconnect switch in the electrical power circuit. Cabinet may also be installed in a recess. Designed for heating and storing solutions and blankets used in patient care areas.
M3150 | Distribution System, Medication, Automatic | 2 | VV | An automated dispensing system that provides controlled dispensing, inventory and security. Size and cost will vary dependent on number of modules selected.
M8910 | Cart, Surgical Case | 4 | VV | Surgical case cart. Unit consists of two hinged cabinet sections, each section equipped with two pull-out shelves with stops. The entire unit is mounted on four heavy duty conductive swivel casters. Used to transport surgical packs and supplies to surgery and soiled items back to central supply.
R7250 | Refrigerator/Freezer, 20 Cubic Feet | 2 | VV | Refrigerator/freezer unit. This type unit includes a food saver system that helps keep food fresher. It also includes roll out wheels and is equipped for an optional automatic icemaker. This unit is of commercial or residential design and use.
2 - CS236 - IP Surgical / Endovascular Blood Bank Alcove, Surg Svc | 2 - CS236 - IP Surgical / Endovascular Blood Bank Alcove, Surg Svc | 2 - CS236 - IP Surgical / Endovascular Blood Bank Alcove, Surg Svc | 2 - CS236 - IP Surgical / Endovascular Blood Bank Alcove, Surg Svc | 2 - CS236 - IP Surgical / Endovascular Blood Bank Alcove, Surg Svc
JSN | NAME | QTY | ACQ/INS | DESCRIPTION
R6040 | Refrigerator, Blood Bank, 2 Glass Do, Dr, 48 Cu Ft | 1 | VV | Blood bank refrigerator. Unit has double glass doors, pull-out drawers and a 7 day recording thermometer. It also includes high/low alarm, battery power failure alarm, and remote alarm. This unit is used in hospitals and blood collection points for storage of blood products.
3 - SC016 - IP Surgical / Endovascular Clean Cart Holding Room, Clncl Sprt | 3 - SC016 - IP Surgical / Endovascular Clean Cart Holding Room, Clncl Sprt | 3 - SC016 - IP Surgical / Endovascular Clean Cart Holding Room, Clncl Sprt | 3 - SC016 - IP Surgical / Endovascular Clean Cart Holding Room, Clncl Sprt | 3 - SC016 - IP Surgical / Endovascular Clean Cart Holding Room, Clncl Sprt
JSN | NAME | QTY | ACQ/INS | DESCRIPTION
A1010 | Telecommunication Outlet | 1 | VV | Telecommunication outlet location.
M8910 | Cart, Surgical Case | 6 | VV | Surgical case cart. Unit consists of two hinged cabinet sections, each section equipped with two pull-out shelves with stops. The entire unit is mounted on four heavy duty conductive swivel casters. Used to transport surgical packs and supplies to surgery and soiled items back to central supply.
8 - INPATIENT (IP) SURGICAL / ENDOVASCULAR POST ANESTHESIA CARE UNIT (PACU) / PHASE I RECOVERY PATIENT AREA | 8 - INPATIENT (IP) SURGICAL / ENDOVASCULAR POST ANESTHESIA CARE UNIT (PACU) / PHASE I RECOVERY PATIENT AREA | 8 - INPATIENT (IP) SURGICAL / ENDOVASCULAR POST ANESTHESIA CARE UNIT (PACU) / PHASE I RECOVERY PATIENT AREA | 8 - INPATIENT (IP) SURGICAL / ENDOVASCULAR POST ANESTHESIA CARE UNIT (PACU) / PHASE I RECOVERY PATIENT AREA | 8 - INPATIENT (IP) SURGICAL / ENDOVASCULAR POST ANESTHESIA CARE UNIT (PACU) / PHASE I RECOVERY PATIENT AREA
1 - CS241 - IP PACU / Phase I Recovery Patient Bay, Surg Svc | 1 - CS241 - IP PACU / Phase I Recovery Patient Bay, Surg Svc | 1 - CS241 - IP PACU / Phase I Recovery Patient Bay, Surg Svc | 1 - CS241 - IP PACU / Phase I Recovery Patient Bay, Surg Svc | 1 - CS241 - IP PACU / Phase I Recovery Patient Bay, Surg Svc
JSN | NAME | QTY | ACQ/INS | DESCRIPTION
A1107 | Rail System , Utility, Gas and Electric | 1 | CC | The headwall rail system shall consist of three horizontal rails mounted to the patient room headwall to provide utilities and patient services to support ancillary equipment to include gas and vacuum. The rail system must be capable of quickly adding or relocating medical gases services and be able to accept new equipment, provide physical support to equipment, brackets, shelves and other patient support items.
A5077 | Dispenser, Hand Sanitizer, Hands-Free | 1 | VV | A touch free wall-mounted hand sanitizer dispenser. For use throughout a healthcare facility. Unit does not include the sanitizing liquid. Units are battery operated.
A5107 | Dispenser, Glove, Surgical/Examination, Wall Mntd | 1 | VV | Examination three (Small Medium, Large) glove dispenser box for wall mounting. Fabricated of either cold rolled steel with a white baked enamel finish, plastic or acrylic. Hardware not included, Option 3 powder coated steel.
A5108 | Waste Disposal Unit, Sharps | 1 | VV | A container for collecting and transporting syringes and other sharps for decontamination and disposal. Available in 2 gallon and 8 gallon with locking rotor. Complies with OSHA regulations for handling sharps.
A5180 | Track, Cubicle, Surface Mounted, With Curtain | 1 | VV | Surface mounted cubicle track, with curtain. Track constructed of thick extruded aluminum. Equipped with self lubricating carriers, beaded drop chain hooks, and flame resistant curtain. To include removable end caps. Designed to be suspended around patient areas where privacy is needed. Price listed is per foot of the track, curtains to be priced per quote.
E0948 | Cart, General Storage, Mobile, 42"H x 32"W x 22"D | 1 | VV | THIS TYPICAL INCLUDES: 1 Cart Body, Style-A Narrow, w/Raised Edge Top 2 Drawers, 3" H 4 Drawers, 6" H 1 Accessory Rail, Side Drawer Organizer Bins
F2010 | Basket, Wastepaper, Step-On | 1 | VV | "Step-on" wastepaper basket with inner liner and foot petal activated flip top.
F3200 | Clock, Battery, 12" Diameter | 1 | VV | Clock, 12" diameter. Round surface, easy to read numbers with sweep second hand. Wall mounted unit for use when impractical to install a fully synchronized clock system. Battery operated, (batteries not included).
M0750 | Flowmeter, Air, Connect w/50 PSI Supply | 1 | VV | Air flowmeter. Unit has a stainless steel needle valve with clear flowtube for connection to 50 PSI air outlet from central pipeline system. Requires the appropriate adapter for connection to the wall outlet and fitting to connect to tubing. Database prices reflect fittings with an attached DISS power outlet. Other outlet and adapter configurations are available.
M0755 | Flowmeter, Oxygen, Low Flow | 2 | VV | Oxygen flowmeter. Consists of a clear crystal flowtube calibrated to 3.5 or 8 LPM depending on manufacturer. For oxygen regulation in hospital settings. Database pricing includes DISS fitting and DISS power outlet and wall adapter. Other fitting and adapter configurations are available.
M0765 | Regulator, Vacuum | 4 | VV | Vacuum pressure regulator for connection to central piped vacuum system. Standard display scale is graduated at least from 0 to 200 mm Hg of vacuum. Displays on specialized regulators may cover other vacuum ranges. Regulator type (continuous, intermittent, continuous/intermittent, surgical, pediatric, thoracic, etc.) as required. To be used in delivery, neonatal, pediatrics or any area where suction is required. Database pricing reflects continuous regulators graduated to 200 mm Hg with a full line vacuum selection switch and DISS configured inlets and outlets.
M1801 | Computer, Microprocessing, w/Flat Panel Monitor | 1 | VV | Desk top microprocessing computer. The unit shall consist of a central processing mini tower, flat panel monitor, keyboard, mouse and speakers. The system shall have the following minimum characteristics: a 2.8 GHz Pentium processor; 512 MB memory; 80GB hard drive; 32/48x CD-ROMDVD combo; 1.44MB network interface card; video 32 MB NVIDIA; a 18 inch flat panel monitor. The computer is used throughout the facility to input, manipulate and retrieve information.
M3072 | Frame, Infectious Waste Bag w/Lid | 1 | VV | Frame for an infectious waste collection bag. Made of heavy tubular stainless steel with heavy gauge welded steel platform. Adjust to hold 18" or 25" trash bags. Mounted on ball bearing casters and includes permanently mounted hinged lid. Provides means of bagging infectious waste at point of waste generation.
M4255 | Stand, IV, Adjustable | 1 | VV | Adjustable IV stand with 4-hook arrangement. Stand has stainless steel construction with heavy weight base. It adjusts from 66 inches to 100 inches and is mounted on conductive rubber, ball bearing, swivel casters. Stand is used for administering intravenous solutions.
M4266 | Pump, Volumetric, Infusion, Multiple Line | 1 | VV | Volumetric infusion pump. Pump is self-regulating with automatic sensor and adjustable rate. Equipped with visual and audible alarms and up to 10 hour capacity battery. For the administration of a wide variety of therapeutic agents where precise control is required. Unit provides individual control to IV lines simultaneously.
M4665 | Stretcher, Recovery, Surgical | 1 | VV | Recovery/surgical stretcher. Strong I-beam construction type unit. The height is adjustable with manual backrest and crank operated knee catch. Stainless or painted steel top and chassis. Features 8" or 10" conductive casters, with lock and brake, folding, tuck-away chrome side-rails and IV stand and a flame retardant antibacterial mattress. Designed for operating room transport or recovery applications.
M7040 | Table, Overbed | 1 | VV | Overbed table. Adjustable height table constructed of heavy gauge steel. Mounted on 2" diameter twin swivel casters with bumper caps. Table top is constructed with a high pressure plastic laminated surface that resists chipping, scratching, and staining. It includes a vanity tray and a mirror. Table is designed for use over bed, wheelchair or large chair.
M7845 | Monitor, Physiological, Bedside, 4 Channel | 1 | VV | 4 channel bedside physiological monitor. The unit consist of a four-channel non-fade monochrome display monitor, an alarm system and printer-recording capabilities. The monitor has color coded controls and automatic calibration. The unit displays up to four waveforms simultaneously. The parameters to be monitored are user selectable. The monitor may be connected to a central monitoring station. The unit monitors patients in most acute care areas, step-down units, procedure rooms and emergency rooms.
2 - CS242 - IP PACU / Phase I Recovery Airborne Infection Isolation (AII) Room, Surg Svc | 2 - CS242 - IP PACU / Phase I Recovery Airborne Infection Isolation (AII) Room, Surg Svc | 2 - CS242 - IP PACU / Phase I Recovery Airborne Infection Isolation (AII) Room, Surg Svc | 2 - CS242 - IP PACU / Phase I Recovery Airborne Infection Isolation (AII) Room, Surg Svc | 2 - CS242 - IP PACU / Phase I Recovery Airborne Infection Isolation (AII) Room, Surg Svc
JSN | NAME | QTY | ACQ/INS | DESCRIPTION
A1010 | Telecommunication Outlet | 1 | VV | Telecommunication outlet location.
A1012 | Telephone, Wall Mounted, 1 Line | 1 | VV | Telephone, wall mounted, 1 line.
A1107 | Rail System , Utility, Gas and Electric | 1 | CC | The headwall rail system shall consist of three horizontal rails mounted to the patient room headwall to provide utilities and patient services to support ancillary equipment to include gas and vacuum. The rail system must be capable of quickly adding or relocating medical gases services and be able to accept new equipment, provide physical support to equipment, brackets, shelves and other patient support items.
A5075 | Dispenser, Soap, Disposable | 1 | VV | Disposable soap dispenser. One-handed dispensing operation. Designed to accommodate disposable soap cartridge and valve.
A5077 | Dispenser, Hand Sanitizer, Hands-Free | 1 | VV | A touch free wall-mounted hand sanitizer dispenser. For use throughout a healthcare facility. Unit does not include the sanitizing liquid. Units are battery operated.
A5080 | Dispenser, Paper Towel, SS, Surface Mounted | 1 | CC | A surface mounted, satin finish stainless steel, single-fold, paper towel dispenser. Dispenser features: tumbler lock; front hinged at bottom; and refill indicator slot. Minimum capacity 400 single-fold paper towels. For general purpose use throughout the facility.
A5107 | Dispenser, Glove, Surgical/Examination, Wall Mntd | 1 | VV | Examination three (Small Medium, Large) glove dispenser box for wall mounting. Fabricated of either cold rolled steel with a white baked enamel finish, plastic or acrylic. Hardware not included, Option 3 powder coated steel.
A5108 | Waste Disposal Unit, Sharps | 1 | VV | A container for collecting and transporting syringes and other sharps for decontamination and disposal. Available in 2 gallon and 8 gallon with locking rotor. Complies with OSHA regulations for handling sharps.
A5145 | Hook, Garment, Double, SS, Surface Mounted | 1 | CC | A surface mounted, satin finish stainless steel, double garment hook. Equipped with a concealed mounting bracket that is secured to a concealed wall plate. For general purpose use throughout the facility to hang various items of apparel.
A5180 | Track, Cubicle, Surface Mounted, With Curtain | 10 | VV | Surface mounted cubicle track, with curtain. Track constructed of thick extruded aluminum. Equipped with self lubricating carriers, beaded drop chain hooks, and flame resistant curtain. To include removable end caps. Designed to be suspended around patient areas where privacy is needed. Price listed is per foot of the track, curtains to be priced per quote.
A5210 | Bracket, Television, Wall Mounted, w/Adjust Arm | 1 | VV | Wall mounted television bracket with adjustable arm. Consists of movable arm with minimum 120 degree swivel. Designed for holding wall mounted, flat panel television units in patient rooms.
E0948 | Cart, General Storage, Mobile, 42"H x 32"W x 22"D | 1 | VV | THIS TYPICAL INCLUDES: 1 Cart Body, Style-A Narrow, w/Raised Edge Top 2 Drawers, 3" H 4 Drawers, 6" H 1 Accessory Rail, Side Drawer Organizer Bins
F0205 | Chair, Side With Arms | 1 | VV | Upholstered side chair, 32" high X 21" wide X 23" deep with arms, padded seats and padded backs. Seat height is a minimum of 17". Available with or without sled base.
F0265 | Chair, Recliner | 1 | VV | Reclining chair, 46" high X 33" wide X 40"deep with arms, straight leg base and floor glides or lockable two (2) inch casters. Seat, back and foot rest are foam padded and upholstered with woven textile fabric or vinyl.
F2010 | Basket, Wastepaper, Step-On | 1 | VV | "Step-on" wastepaper basket with inner liner and foot petal activated flip top.
F3200 | Clock, Battery, 12" Diameter | 1 | VV | Clock, 12" diameter. Round surface, easy to read numbers with sweep second hand. Wall mounted unit for use when impractical to install a fully synchronized clock system. Battery operated, (batteries not included).
M0750 | Flowmeter, Air, Connect w/50 PSI Supply | 1 | VV | Air flowmeter. Unit has a stainless steel needle valve with clear flowtube for connection to 50 PSI air outlet from central pipeline system. Requires the appropriate adapter for connection to the wall outlet and fitting to connect to tubing. Database prices reflect fittings with an attached DISS power outlet. Other outlet and adapter configurations are available.
M0755 | Flowmeter, Oxygen, Low Flow | 2 | VV | Oxygen flowmeter. Consists of a clear crystal flowtube calibrated to 3.5 or 8 LPM depending on manufacturer. For oxygen regulation in hospital settings. Database pricing includes DISS fitting and DISS power outlet and wall adapter. Other fitting and adapter configurations are available.
M0765 | Regulator, Vacuum | 4 | VV | Vacuum pressure regulator for connection to central piped vacuum system. Standard display scale is graduated at least from 0 to 200 mm Hg of vacuum. Displays on specialized regulators may cover other vacuum ranges. Regulator type (continuous, intermittent, continuous/intermittent, surgical, pediatric, thoracic, etc.) as required. To be used in delivery, neonatal, pediatrics or any area where suction is required. Database pricing reflects continuous regulators graduated to 200 mm Hg with a full line vacuum selection switch and DISS configured inlets and outlets.
M1801 | Computer, Microprocessing, w/Flat Panel Monitor | 1 | VV | Desk top microprocessing computer. The unit shall consist of a central processing mini tower, flat panel monitor, keyboard, mouse and speakers. The system shall have the following minimum characteristics: a 2.8 GHz Pentium processor; 512 MB memory; 80GB hard drive; 32/48x CD-ROMDVD combo; 1.44MB network interface card; video 32 MB NVIDIA; a 18 inch flat panel monitor. The computer is used throughout the facility to input, manipulate and retrieve information.
M3072 | Frame, Infectious Waste Bag w/Lid | 1 | VV | Frame for an infectious waste collection bag. Made of heavy tubular stainless steel with heavy gauge welded steel platform. Adjust to hold 18" or 25" trash bags. Mounted on ball bearing casters and includes permanently mounted hinged lid. Provides means of bagging infectious waste at point of waste generation.
M4255 | Stand, IV, Adjustable | 1 | VV | Adjustable IV stand with 4-hook arrangement. Stand has stainless steel construction with heavy weight base. It adjusts from 66 inches to 100 inches and is mounted on conductive rubber, ball bearing, swivel casters. Stand is used for administering intravenous solutions.
M4266 | Pump, Volumetric, Infusion, Multiple Line | 1 | VV | Volumetric infusion pump. Pump is self-regulating with automatic sensor and adjustable rate. Equipped with visual and audible alarms and up to 10 hour capacity battery. For the administration of a wide variety of therapeutic agents where precise control is required. Unit provides individual control to IV lines simultaneously.
M4665 | Stretcher, Recovery, Surgical | 1 | VV | Recovery/surgical stretcher. Strong I-beam construction type unit. The height is adjustable with manual backrest and crank operated knee catch. Stainless or painted steel top and chassis. Features 8" or 10" conductive casters, with lock and brake, folding, tuck-away chrome side-rails and IV stand and a flame retardant antibacterial mattress. Designed for operating room transport or recovery applications.
M7040 | Table, Overbed | 1 | VV | Overbed table. Adjustable height table constructed of heavy gauge steel. Mounted on 2" diameter twin swivel casters with bumper caps. Table top is constructed with a high pressure plastic laminated surface that resists chipping, scratching, and staining. It includes a vanity tray and a mirror. Table is designed for use over bed, wheelchair or large chair.
M7845 | Monitor, Physiological, Bedside, 4 Channel | 1 | VV | 4 channel bedside physiological monitor. The unit consist of a four-channel non-fade monochrome display monitor, an alarm system and printer-recording capabilities. The monitor has color coded controls and automatic calibration. The unit displays up to four waveforms simultaneously. The parameters to be monitored are user selectable. The monitor may be connected to a central monitoring station. The unit monitors patients in most acute care areas, step-down units, procedure rooms and emergency rooms.
P3100 | Lavatory, Vitreous China, Slab Type | 1 | CC | Wall mounted, slab type, vitreous china, lavatory (approximate bowl size 7"x15"x10") with: faucet holes on 4" centers; gooseneck spout; wrist blade handles; and grid strainer. It shall be suitable for use in clinics, offices, washrooms or patient care area.
3 - CS243 - IP PACU / Phase I Recovery Airborne Infection Isolation (AII) Anteroom, Surg Svc | 3 - CS243 - IP PACU / Phase I Recovery Airborne Infection Isolation (AII) Anteroom, Surg Svc | 3 - CS243 - IP PACU / Phase I Recovery Airborne Infection Isolation (AII) Anteroom, Surg Svc | 3 - CS243 - IP PACU / Phase I Recovery Airborne Infection Isolation (AII) Anteroom, Surg Svc | 3 - CS243 - IP PACU / Phase I Recovery Airborne Infection Isolation (AII) Anteroom, Surg Svc
JSN | NAME | QTY | ACQ/INS | DESCRIPTION
A1066 | Mirror, Float Glass, With SS Frame | 1 | CC | A high quality 1/4" polished float glass mirror 36X18, framed in a one-piece, bright polished, stainless steel channel frame with 90° mitered corners. All edges of the mirror are protected by absorbing filler strips. Mirror has a galvanized steel back with integral horizontal hanging brackets and wall hanger for concealed mounting. For mounting above single wall mounted lavatories located in toilet areas, Doctors examination offices, etc. May also be used above double lavatories, either wall or countertop mounted, found in restroom areas.
A5075 | Dispenser, Soap, Disposable | 1 | VV | Disposable soap dispenser. One-handed dispensing operation. Designed to accommodate disposable soap cartridge and valve.
A5077 | Dispenser, Hand Sanitizer, Hands-Free | 1 | VV | A touch free wall-mounted hand sanitizer dispenser. For use throughout a healthcare facility. Unit does not include the sanitizing liquid. Units are battery operated.
A5080 | Dispenser, Paper Towel, SS, Surface Mounted | 1 | CC | A surface mounted, satin finish stainless steel, single-fold, paper towel dispenser. Dispenser features: tumbler lock; front hinged at bottom; and refill indicator slot. Minimum capacity 400 single-fold paper towels. For general purpose use throughout the facility.
A5107 | Dispenser, Glove, Surgical/Examination, Wall Mntd | 1 | VV | Examination three (Small Medium, Large) glove dispenser box for wall mounting. Fabricated of either cold rolled steel with a white baked enamel finish, plastic or acrylic. Hardware not included, Option 3 powder coated steel.
A5108 | Waste Disposal Unit, Sharps | 1 | VV | A container for collecting and transporting syringes and other sharps for decontamination and disposal. Available in 2 gallon and 8 gallon with locking rotor. Complies with OSHA regulations for handling sharps.
A5145 | Hook, Garment, Double, SS, Surface Mounted | 1 | CC | A surface mounted, satin finish stainless steel, double garment hook. Equipped with a concealed mounting bracket that is secured to a concealed wall plate. For general purpose use throughout the facility to hang various items of apparel.
CD040 | Cabinet, W/H, 2 Shelf, 2 DO, Sloping Top, 38x36x13 | 1 | CC | Wall hung cabinet with two adjustable shelves, solid hinged doors, and sloping top. Also referred to as a solid hinged double door wall case. For general purpose use throughout the facility.
F2010 | Basket, Wastepaper, Step-On | 1 | VV | "Step-on" wastepaper basket with inner liner and foot petal activated flip top.
M3070 | Hamper, Linen, Mobile, w/Lid | 1 | VV | Mobile linen hamper with hand or foot operated lid. Made of heavy tubular stainless steel with heavy gauge welded steel platform. Holds 25" hamper bags. Mounted on ball bearing casters. For linen transport in hospitals and clinics.
M3072 | Frame, Infectious Waste Bag w/Lid | 1 | VV | Frame for an infectious waste collection bag. Made of heavy tubular stainless steel with heavy gauge welded steel platform. Adjust to hold 18" or 25" trash bags. Mounted on ball bearing casters and includes permanently mounted hinged lid. Provides means of bagging infectious waste at point of waste generation.
P3100 | Lavatory, Vitreous China, Slab Type | 1 | CC | Wall mounted, slab type, vitreous china, lavatory (approximate bowl size 7"x15"x10") with: faucet holes on 4" centers; gooseneck spout; wrist blade handles; and grid strainer. It shall be suitable for use in clinics, offices, washrooms or patient care area.
4 - SC152 - IP Surg PACU / Phase I Recovery Nurse Station, Clncl Sprt | 4 - SC152 - IP Surg PACU / Phase I Recovery Nurse Station, Clncl Sprt | 4 - SC152 - IP Surg PACU / Phase I Recovery Nurse Station, Clncl Sprt | 4 - SC152 - IP Surg PACU / Phase I Recovery Nurse Station, Clncl Sprt | 4 - SC152 - IP Surg PACU / Phase I Recovery Nurse Station, Clncl Sprt
JSN | NAME | QTY | ACQ/INS | DESCRIPTION
A1010 | Telecommunication Outlet | 4 | VV | Telecommunication outlet location.
A1015 | Telephone, Desk, Multiple Line | 2 | VV | Telephone, desk, multiple line.
E0418 | Nurse Station, Medium, Free Standing | 1 | VV | Nurse station typicals have non-powered steel frames with a pre-installed metal junction box for user defined electrical solutions. Data modules and low voltage cabling can be routed freely within the frame. Electrical and/or data devices are not provided with the nurse station. Panel inserts are available in fabric, painted metal, tackable, acoustical, paper management, rail, glass, open and electrical/data accessible styles. Typicals include panel inserts for both sides of the steel frame. All electrical connections must be made by an electrical contractor. THIS TYPICAL INCLUDES: 5 steel frames, 70"H x 24"W; 1 steel frame, 70"H x 48"W; 2 steel frames, 38"W x 48"W; 4 steel frames, 38"H x 24"W; 1 steel frame w/low access, 38"H x 48"W; 2 frame connectors, 3-way corner, 70"H; 1 frame connector, 2-way corner, 38"H; 2 frame connectors, 135 degree, 2-way, 38"H; 9 finished end hardware; 6 frame-to-frame connectors; 3 cantilevered work surface, 48"W; 2 cantilevered, work surface, 72"W; 1 cantilevered low access work surface, 135 degree, 48"W; 2 pedestal box/box/files; 2 panel inserts, painted metal, 8"H x 24"W; 50 panel inserts, painted metal, 16"H x 24"W; 10 panel inserts, painted metal, 16"H x 48"W; 2 panel inserts, painted metal, 20"H x 48"W : 2 panel inserts, tackable, 16"H x 24"W; 2 panel inserts, paper mgmt., 8"H x 48"W; 1 countertop w/light support assembly, 16"D x 14'-0"L; 18 paper tray, 10"W; 2 chart shelf, pass-thru, 24"W; 2 chart shelf, pass-thru, 48"W.
F0280 | Chair, Swivel, Low Back | 4 | VV | Low back contemporary swivel chair, 37" high X 25" wide X 31" deep with a five (5) caster swivel base, arms and foam padded seat and back upholstered with either woven textile fabric or vinyl.
F2000 | Basket, Wastepaper, Fire Resistant | 2 | VV | Wastepaper basket, fire resistant, approximately 40 quart capacity. This unit is used to collect and temporarily store small quantities of paper refuse in patient rooms, administrative areas and nursing stations. Size and shape varies depending on the application and manufacturer selected.
F3050 | Whiteboard, Dry Erase | 1 | VV | Whiteboard unit, approximately 36" H x 48" W consisting of a white porcelain enamel writing surface with an attached chalk tray. Magnetic surface available. Image can be easily removed with a standard chalkboard eraser. For use with water color pens. Unit is ready to hang.
F3200 | Clock, Battery, 12" Diameter | 1 | VV | Clock, 12" diameter. Round surface, easy to read numbers with sweep second hand. Wall mounted unit for use when impractical to install a fully synchronized clock system. Battery operated, (batteries not included).
M1605 | Holder, Chart, 20 Each | 1 | VV | Clinical chart holder cart. 20 chart capacity. 2 side-by-side tiers. May be ordered in various chart capacities. Constructed of heavy metal frames with vinyl laminated surfaces or painted panels. 3" casters with locks. Used to hold patient spring loaded charts.
M1801 | Computer, Microprocessing, w/Flat Panel Monitor | 4 | VV | Desk top microprocessing computer. The unit shall consist of a central processing mini tower, flat panel monitor, keyboard, mouse and speakers. The system shall have the following minimum characteristics: a 2.8 GHz Pentium processor; 512 MB memory; 80GB hard drive; 32/48x CD-ROMDVD combo; 1.44MB network interface card; video 32 MB NVIDIA; a 18 inch flat panel monitor. The computer is used throughout the facility to input, manipulate and retrieve information.
M1820 | Imprinter, Data Record, Electric | 1 | VV | Electric data record imprinter. The device accepts embossed plastic patient cards in either the 50 column or the 80 column format and adjusts automatically for card size and form thickness. Device will provide clear readable impressions with a cycle that is less than 1 second in length. Electro-mechanical design provides for a consistent impression that is independent of operator knowledge or technique. Unit may include a date/time stamp as an accessory.
M1840 | Printer/Copier/Fax Combination | 1 | VV | Multifunctional printer, fax, scanner and copier (PFC) all-in-one machine.
M1855 | Facsimile Machine | 1 | VV | Plain paper facsimile unit used to transmit printed matter or images over standard telephone lines. The unit operates at a modem speed of 33.6 Kbps and automatically recognizes and communicates with a variety of standard facsimile machines. Commonly referred to as "fax" unit.
5 - SC189 - IP Surg PACU / Phase I Recovery Handwashing Station, Clncl Sprt | 5 - SC189 - IP Surg PACU / Phase I Recovery Handwashing Station, Clncl Sprt | 5 - SC189 - IP Surg PACU / Phase I Recovery Handwashing Station, Clncl Sprt | 5 - SC189 - IP Surg PACU / Phase I Recovery Handwashing Station, Clncl Sprt | 5 - SC189 - IP Surg PACU / Phase I Recovery Handwashing Station, Clncl Sprt
JSN | NAME | QTY | ACQ/INS | DESCRIPTION
A1067 | Mirror, Float Glass, ADA Accessible | 1 | CC | A high quality 1/4" polished float glass mirror with a stainless steel frame. Frame holds mirror in a tilted position for accessibility and compliance with ADA requirements. Mirror has a galvanized steel back secured to frame with concealed screws with integral horizontal hanging brackets. Mirror shall be approximately 18" wide and 36" high. Other sizes are available.
A5075 | Dispenser, Soap, Disposable | 1 | VV | Disposable soap dispenser. One-handed dispensing operation. Designed to accommodate disposable soap cartridge and valve.
A5080 | Dispenser, Paper Towel, SS, Surface Mounted | 1 | CC | A surface mounted, satin finish stainless steel, single-fold, paper towel dispenser. Dispenser features: tumbler lock; front hinged at bottom; and refill indicator slot. Minimum capacity 400 single-fold paper towels. For general purpose use throughout the facility.
F2010 | Basket, Wastepaper, Step-On | 1 | VV | "Step-on" wastepaper basket with inner liner and foot petal activated flip top.
P3100 | Lavatory, Vitreous China, Slab Type | 1 | CC | Wall mounted, slab type, vitreous china, lavatory (approximate bowl size 7"x15"x10") with: faucet holes on 4" centers; gooseneck spout; wrist blade handles; and grid strainer. It shall be suitable for use in clinics, offices, washrooms or patient care area.
7 - SV583 - IP Surg PACU / Phase I Recovery Medication Room, Phrm Svc | 7 - SV583 - IP Surg PACU / Phase I Recovery Medication Room, Phrm Svc | 7 - SV583 - IP Surg PACU / Phase I Recovery Medication Room, Phrm Svc | 7 - SV583 - IP Surg PACU / Phase I Recovery Medication Room, Phrm Svc | 7 - SV583 - IP Surg PACU / Phase I Recovery Medication Room, Phrm Svc
JSN | NAME | QTY | ACQ/INS | DESCRIPTION
A1010 | Telecommunication Outlet | 2 | VV | Telecommunication outlet location.
A1014 | Telephone, Wall Mounted, 1 Line, With Speaker | 1 | VV | Telephone, wall mounted, 1 line, with speaker.
A5075 | Dispenser, Soap, Disposable | 1 | VV | Disposable soap dispenser. One-handed dispensing operation. Designed to accommodate disposable soap cartridge and valve.
A5077 | Dispenser, Hand Sanitizer, Hands-Free | 1 | VV | A touch free wall-mounted hand sanitizer dispenser. For use throughout a healthcare facility. Unit does not include the sanitizing liquid. Units are battery operated.
A5082 | Dispenser, Paper Towel, Sensor, Hands Free | 1 | CC | A surface mounted, sensor activated, automatic, roll paper towel dispenser. The unit dispenses a paper towel automatically only when hands are place in position below the dispenser for maximum sanitation and hygiene. May include adjustable settings for sheet length, time delay, and sensor range. Unit is battery operated or with optional AC power adapter.
A5107 | Dispenser, Glove, Surgical/Examination, Wall Mntd | 1 | VV | Examination three (Small Medium, Large) glove dispenser box for wall mounting. Fabricated of either cold rolled steel with a white baked enamel finish, plastic or acrylic. Hardware not included, Option 3 powder coated steel.
A5108 | Waste Disposal Unit, Sharps | 1 | VV | A container for collecting and transporting syringes and other sharps for decontamination and disposal. Available in 2 gallon and 8 gallon with locking rotor. Complies with OSHA regulations for handling sharps.
A5145 | Hook, Garment, Double, SS, Surface Mounted | 1 | CC | A surface mounted, satin finish stainless steel, double garment hook. Equipped with a concealed mounting bracket that is secured to a concealed wall plate. For general purpose use throughout the facility to hang various items of apparel.
C03G0 | Cabinet, U/C/B, 2 Shelf, 2 Door, 36x30x22 | 1 | CC | Standing height under counter base cabinet with two adjustable shelves and two solid hinged doors. Also referred to as a cupboard cabinet. For general purpose use throughout the facility.
C04Q0 | Cabinet, ADA Sink, Wall-Mounted | 1 | CC | Wall mounted sink support cabinet for drop-in sink with vertical fascia and angled ADA profile, also referred to as ADA sink cabinet. Removable front panel to permit access to plumbing. Medium density M-3 particle board core construction faced with high pressure vertical grade decorative plastic laminate on exposed surfaces and melamine on semi-exposed and concealed surfaces; plastic laminate edge banding. Includes all attaching hardware including support rail.
CD030 | Cabinet, W/H, 2 Shelf, 2 DO, Sloping Top, 38x30x13 | 2 | CC | Wall hung steel cabinet with two adjustable shelves, solid hinged doors, and sloping top. Also referred to as a solid hinged double door wall case. For general purpose use throughout the facility.
CS070 | Sink, SS, Single Compartment, 7.5x16x16 ID | 1 | CC | Single compartment stainless steel sink, drop-in, self-rimming, ledge-type, connected with a drain and provided with a mixing faucet. It shall also be provided with pre-punched fixture holes on 4" center, integral back ledge to accommodate deck-mounted fixtures, brushed/polished interior and top surfaces, and sound deadened. Recommended for use in suspended or U/C/B sink cabinets having a high plastic laminate or Chemsurf laminate countertop/work surface. Coordinate actual outside sink dimensions with the actual clear dimension of cabinet specified to ensure that they are compatible. For general purpose use throughout the facility.
CT020 | Countertop, Solid Surface | 1 | CC | A solid, nonporous countertop with a smooth seamless appearance. Easy to clean and maintain and with proper cleaning does not support the growth of mold. An acrylic-based solid surface product. Standard thickness of 1", and a 4" butt backsplash/curb. Also referred to as a work surface or work top. Available in a choice of colors and depths. Used in lab and other hospital areas requiring optimum physical and chemical resisting properties.
E0945 | Cart, Computer, Mobile | 1 | VV | A mobile computer cart for use throughout the facility. The cart dimensions will be approximately 45" H x 30" W x 22" D with casters. May include drawers and miscellaneous other accessories that will be determined at time of purchase. This Typical may include: 1 Cart Body, w/Computer Support, Style-A Narrow, w/Raised Edge Top 1 Flip-Up Shelf 1 Sharps Container Holder 1 Wastebasket 1 Chart Holder 2 Drawers, 3"H 2 Drawers, 6"H 3 Accessory Rail, Side Drawer Organizer Bins
F2010 | Basket, Wastepaper, Step-On | 1 | VV | "Step-on" wastepaper basket with inner liner and foot petal activated flip top.
F3050 | Whiteboard, Dry Erase | 1 | VV | Whiteboard unit, approximately 36" H x 48" W consisting of a white porcelain enamel writing surface with an attached chalk tray. Magnetic surface available. Image can be easily removed with a standard chalkboard eraser. For use with water color pens. Unit is ready to hang.
F3200 | Clock, Battery, 12" Diameter | 1 | VV | Clock, 12" diameter. Round surface, easy to read numbers with sweep second hand. Wall mounted unit for use when impractical to install a fully synchronized clock system. Battery operated, (batteries not included).
M1801 | Computer, Microprocessing, w/Flat Panel Monitor | 1 | VV | Desk top microprocessing computer. The unit shall consist of a central processing mini tower, flat panel monitor, keyboard, mouse and speakers. The system shall have the following minimum characteristics: a 2.8 GHz Pentium processor; 512 MB memory; 80GB hard drive; 32/48x CD-ROMDVD combo; 1.44MB network interface card; video 32 MB NVIDIA; a 18 inch flat panel monitor. The computer is used throughout the facility to input, manipulate and retrieve information.
M3150 | Distribution System, Medication, Automatic | 1 | VV | An automated dispensing system that provides controlled dispensing, inventory and security. Size and cost will vary dependent on number of modules selected.
P1965 | Eyewash, Eye/Face, Sink Mounted, Hands-free | 1 | CC | A sink mounted eyewash station. The unit is designed for emergency eye and face rinsing from soft flow dual spray-heads. The Flow must be activated by the single momentary action and remain on until terminated.
R6200 | Refrigerator, U/C or F/S, 5 Cu Ft | 1 | VV | Utility refrigerator approximately 35" H x 24" W x 26" D. The unit has a two tray ice cube cooling system. The refrigerator fits standard architectural dimensions for undercounter installation. The unit is perfect for use in nurses' station, wards, and laboratories, pharmacies or wherever space is limited.
8 - SB737 - IP Surg PACU / Phase I Recovery Clean Utility Room, Lgstcs Svc | 8 - SB737 - IP Surg PACU / Phase I Recovery Clean Utility Room, Lgstcs Svc | 8 - SB737 - IP Surg PACU / Phase I Recovery Clean Utility Room, Lgstcs Svc | 8 - SB737 - IP Surg PACU / Phase I Recovery Clean Utility Room, Lgstcs Svc | 8 - SB737 - IP Surg PACU / Phase I Recovery Clean Utility Room, Lgstcs Svc
JSN | NAME | QTY | ACQ/INS | DESCRIPTION
E0906 | Locker, Supply, General, Wall Mtd, 23"W x 20"D | 1 | VV | THIS TYPICAL INCLUDES: 1 Wall Mounted Rail 1 Locked Storage Container 2 Tray/Shelves 1 Drawer, 3"H 3 Drawers, 6"H 2 Drawers, 9"H 1 Tray/Shelf Divider Drawer Organizer Bins Consider the need for an E0921 to transport the locker from place to place.
E0912 | Locker, Supply, Med Surg, Wall Mtd | 1 | VV | Medical/Surgical Supply locker, Wall Mounted, approximately 23"W x 20"D. THIS TYPICAL INCLUDES: 1 Wall Mounted Rail 1 Locked Storage Container 4 Tray/Shelves 5 Drawers, 3"H 2 Drawers, 6"H 2 Tray/Shelf Dividers Drawer Organizer Bins Consider the need for an E0921 to transport the locker from place to place.
E1500 | Rail, MOD, W/MNTD, HX144XD | 1 | VV | Wall mounted rail used for hanging (mounting) lockers, shelves and drawers on a wall.
F2000 | Basket, Wastepaper, Fire Resistant | 1 | VV | Wastepaper basket, fire resistant, approximately 40 quart capacity. This unit is used to collect and temporarily store small quantities of paper refuse in patient rooms, administrative areas and nursing stations. Size and shape varies depending on the application and manufacturer selected.
9 - SB743 - IP Surg PACU / Phase I Recovery Soiled Utility Room, Lgstcs Svc | 9 - SB743 - IP Surg PACU / Phase I Recovery Soiled Utility Room, Lgstcs Svc | 9 - SB743 - IP Surg PACU / Phase I Recovery Soiled Utility Room, Lgstcs Svc | 9 - SB743 - IP Surg PACU / Phase I Recovery Soiled Utility Room, Lgstcs Svc | 9 - SB743 - IP Surg PACU / Phase I Recovery Soiled Utility Room, Lgstcs Svc
JSN | NAME | QTY | ACQ/INS | DESCRIPTION
A1012 | Telephone, Wall Mounted, 1 Line | 1 | VV | Telephone, wall mounted, 1 line.
A5075 | Dispenser, Soap, Disposable | 1 | VV | Disposable soap dispenser. One-handed dispensing operation. Designed to accommodate disposable soap cartridge and valve.
A5077 | Dispenser, Hand Sanitizer, Hands-Free | 1 | VV | A touch free wall-mounted hand sanitizer dispenser. For use throughout a healthcare facility. Unit does not include the sanitizing liquid. Units are battery operated.
A5080 | Dispenser, Paper Towel, SS, Surface Mounted | 1 | CC | A surface mounted, satin finish stainless steel, single-fold, paper towel dispenser. Dispenser features: tumbler lock; front hinged at bottom; and refill indicator slot. Minimum capacity 400 single-fold paper towels. For general purpose use throughout the facility.
A5106 | Waste Disposal Unit, Sharps w/Glove Dispenser | 1 | VV | The unit is designed for the disposal of sharps and complies with OSHA guidelines for the handling of sharps. It shall house a 5 quart container and be capable of being mounted on a wall. It shall have a glove dispenser attached. The unit shall be secured by a locked enclosure.
C04F0 | Cabinet, U/C/B, 1 Shelf, 2 Half DR, 2 DO, 36x36x22 | 1 | CC | Standing height under counter base cabinet with an adjustable shelf and two half width drawers above solid hinged doors. Also referred to as a combination cabinet or a drawer and cupboard cabinet. For general purpose use throughout the facility.
C05P0 | Cabinet, Sink, U/C/B, 2 Door, 36x48x22 | 1 | CC | Standing height under counter base sink cabinet with solid hinged doors. Also referred to as a double-door sink cabinet. For general purpose use throughout the facility where a sink is to be used. Coordinate actual clear cabinet dimension with the actual outside dimension of sink that is specified to ensure that they are compatible.
CS200 | Sink, SS, Single Compartment, 12x28x16 ID | 1 | CC | Single compartment stainless steel sink, drop-in, self-rimming, ledge-type, connected with a drain and provided with a mixing faucet. It shall also be provided with pre-punched fixture holes on 4" center, integral back ledge to accommodate deck-mounted fixtures, brushed/polished interior and top surfaces, and sound deadened. Recommended for use in suspended or U/C/B sink cabinets having a high plastic laminate or Chemsurf laminate countertop/work surface. Coordinate actual outside sink dimensions with the actual clear dimension of cabinet specified to ensure that they are compatible. For general purpose use throughout the facility.
CT050 | Countertop, Stainless Steel | 1 | CC | Stainless steel countertop (composition of heavy-gauge Type No. 304 stainless steel) having a smooth satin finish and integral 4" backsplash/curb. Also referred to as a corrosion-resistant steel work surface or work top. Available in various depths. Used in areas where excellent ease of cleaning, abrasion resistance, bacteria resistance, impact resistance, load capacity and moisture resistance, are of concern. Pricing based upon a 24" depth.
F2020 | Can, Trash, 44 Gallon | 1 | VV | Forty four (44) gallon trash can, 32" high X 24" diameter, with lid. Used to collect and transport refuse from a point of origin to point of disposal (example: from soiled utility or a nursing unit to the trash compactor at housekeeping).
P2000 | Eyewash, Wall Mounted, Hands-Free | 1 | CC | Wall mounted emergency eye wash station. The flow of water from the unit is activated by hand. Upon initiation of water flow the unit will operate hands free to provide streams of water to clear foreign particles or dilute caustic liquids from the eyes in emergency situations. Used in laboratories and areas of the hospital where employees are subject to foreign bodies or liquid material to the eyes.
P2450 | Valve, Mixing, Thermostatic | 1 | CC | Thermostatic mixing valve with washout hose. Used with portable whirlpool equipment. Thermostatic valve is used to maintain temperature between 70 and 110 degree Fahrenheit, with a flow rate of 20 gallons a minute. The washout hose assembly is used to wash out tanks after treatment. Used in physical therapy department to provide comfortable water temperature for patient treatments.
P3100 | Lavatory, Vitreous China, Slab Type | 1 | CC | Wall mounted, slab type, vitreous china, lavatory (approximate bowl size 7"x15"x10") with: faucet holes on 4" centers; gooseneck spout; wrist blade handles; and grid strainer. It shall be suitable for use in clinics, offices, washrooms or patient care area.
10 - SC052 - IP Surg PACU / Phase I Recovery Crash Cart Alcove, Clncl Sprt | 10 - SC052 - IP Surg PACU / Phase I Recovery Crash Cart Alcove, Clncl Sprt | 10 - SC052 - IP Surg PACU / Phase I Recovery Crash Cart Alcove, Clncl Sprt | 10 - SC052 - IP Surg PACU / Phase I Recovery Crash Cart Alcove, Clncl Sprt | 10 - SC052 - IP Surg PACU / Phase I Recovery Crash Cart Alcove, Clncl Sprt
JSN | NAME | QTY | ACQ/INS | DESCRIPTION
E0954 | Cart, Emergency, Mobile, 66"H x 32"W x 22"D | 1 | VV | THIS TYPICAL INCLUDES: 1 Cart body, style-A narrow, w/raised edge top 1 Accessory rail, side 1 Accessory rail, back 1 Defibrillator tray 1 IV pole 1 Breakaway bar 1 Flip-up shelf 1 Wastebasket 1 Oxygen tank holder 1 Electrical box-4 outlet 1 Cord wrap 4 Drawer, 3"H 3 Drawer, 6"H Drawer organizer bins.
M1100 | Resuscitator, Bag-Mask, Hand Operated | 1 | VV | Hand operated bag-mask resuscitator. Consists of face mask, non-rebreathing valve, compression bag and tidal bag. Used for resuscitation in life saving situations.
M7660 | Defibrillator/Monitor/Recorder, Portable | 1 | VV | Portable defibrillator-monitor-recorder. Integral unit system operable from self-contained rechargeable batteries. ECG may be viewed through paddles or patient cable. Options include external pacing and 12-Lead.
M8769 | Aspirator, Resuscitation, Portable w/ Battery | 1 | VV | High-vacuum and high-flow AC/DC powered suction unit for use on emergency resuscitation carts and for general suction use. Light weight, compact design, fully enclosed water resistant unit with an average run time of 60 minutes. Includes variable suction range up to 580 mmHg and 1200 CC collection canister.
11 - SC467 - IP Surg PACU / Phase I Recovery Clean Linen Alcove, EMS | 11 - SC467 - IP Surg PACU / Phase I Recovery Clean Linen Alcove, EMS | 11 - SC467 - IP Surg PACU / Phase I Recovery Clean Linen Alcove, EMS | 11 - SC467 - IP Surg PACU / Phase I Recovery Clean Linen Alcove, EMS | 11 - SC467 - IP Surg PACU / Phase I Recovery Clean Linen Alcove, EMS
JSN | NAME | QTY | ACQ/INS | DESCRIPTION
F0515 | Cart, Supply, Linen | 1 | VV | Closed linen supply cart. Equipped with four (4) non-marking rubber tire roller bearing casters and heavy duty cover. May be used for the delivery and user storage of clean linen as well as the return of soiled linen.
12 - SC180 - IP Surg PACU / Phase I Recovery Portable Imaging Equipment Alcove, Clncl Sprt | 12 - SC180 - IP Surg PACU / Phase I Recovery Portable Imaging Equipment Alcove, Clncl Sprt | 12 - SC180 - IP Surg PACU / Phase I Recovery Portable Imaging Equipment Alcove, Clncl Sprt | 12 - SC180 - IP Surg PACU / Phase I Recovery Portable Imaging Equipment Alcove, Clncl Sprt | 12 - SC180 - IP Surg PACU / Phase I Recovery Portable Imaging Equipment Alcove, Clncl Sprt
JSN | NAME | QTY | ACQ/INS | DESCRIPTION
X4780 | Radiographic Unit, Mobile, Battery, 100 mA, 100kVp | 1 | VV | Mobile radiographic, rechargeable battery powered x-ray unit. The unit is 100 mA, 110 kVp. For use in surgery or patient treatment areas.
13 - SC010 - IP Surg PACU / Phase I Recovery Blanket Warmer Alcove, Clncl Sprt | 13 - SC010 - IP Surg PACU / Phase I Recovery Blanket Warmer Alcove, Clncl Sprt | 13 - SC010 - IP Surg PACU / Phase I Recovery Blanket Warmer Alcove, Clncl Sprt | 13 - SC010 - IP Surg PACU / Phase I Recovery Blanket Warmer Alcove, Clncl Sprt | 13 - SC010 - IP Surg PACU / Phase I Recovery Blanket Warmer Alcove, Clncl Sprt
JSN | NAME | QTY | ACQ/INS | DESCRIPTION
A1010 | Telecommunication Outlet | 1 | VV | Telecommunication outlet location.
M3110 | Cabinet, Warming, F/S, 2 Heated Compartment, Elect | 1 | CC | Freestanding, single or double door warming cabinet with 2 heated compartments. Compartment and exterior walls are made from stainless steel. Thick fiberglass insulation maintains the interior temperature and keeps the exterior from becoming too hot. Equipped with a sealing door, thermostatic temperature control, status display, heat indicating light, over temperature protection, alarms and an air circulating fan. Unit may have an optional temperature recorder. Manufacturer recommends using a fused disconnect switch in the electrical power circuit. Cabinet may also be installed in a recess. Designed for heating and storing solutions and blankets used in patient care areas.
14 - CS251 - IP PACU / Phase I Recovery Equipment Storage Room, Surg Svc | 14 - CS251 - IP PACU / Phase I Recovery Equipment Storage Room, Surg Svc | 14 - CS251 - IP PACU / Phase I Recovery Equipment Storage Room, Surg Svc | 14 - CS251 - IP PACU / Phase I Recovery Equipment Storage Room, Surg Svc | 14 - CS251 - IP PACU / Phase I Recovery Equipment Storage Room, Surg Svc
JSN | NAME | QTY | ACQ/INS | DESCRIPTION
A1010 | Telecommunication Outlet | 1 | VV | Telecommunication outlet location.
A1014 | Telephone, Wall Mounted, 1 Line, With Speaker | 1 | VV | Telephone, wall mounted, 1 line, with speaker.
M2055 | Shelving, Storage, Wire, CRS, w/Adjustable Shelves | 4 | VV | Stationary, wire, shelving unit. Unit has fully adjustable shelves constructed of stainless steel. For use in general purpose storage areas. Shelving is provided in various sizes and configurations. Price provided is for a unit approximately 74"H x 18"D x 48"W with four shelves.
15 - SB244 - IP Surg PACU / Phase I Recovery Housekeeping Aides Closet (HAC), Bldg Sprt | 15 - SB244 - IP Surg PACU / Phase I Recovery Housekeeping Aides Closet (HAC), Bldg Sprt | 15 - SB244 - IP Surg PACU / Phase I Recovery Housekeeping Aides Closet (HAC), Bldg Sprt | 15 - SB244 - IP Surg PACU / Phase I Recovery Housekeeping Aides Closet (HAC), Bldg Sprt | 15 - SB244 - IP Surg PACU / Phase I Recovery Housekeeping Aides Closet (HAC), Bldg Sprt
JSN | NAME | QTY | ACQ/INS | DESCRIPTION
A5075 | Dispenser, Soap, Disposable | 1 | VV | Disposable soap dispenser. One-handed dispensing operation. Designed to accommodate disposable soap cartridge and valve.
A5080 | Dispenser, Paper Towel, SS, Surface Mounted | 1 | CC | A surface mounted, satin finish stainless steel, single-fold, paper towel dispenser. Dispenser features: tumbler lock; front hinged at bottom; and refill indicator slot. Minimum capacity 400 single-fold paper towels. For general purpose use throughout the facility.
A5107 | Dispenser, Glove, Surgical/Examination, Wall Mntd | 1 | VV | Examination three (Small Medium, Large) glove dispenser box for wall mounting. Fabricated of either cold rolled steel with a white baked enamel finish, plastic or acrylic. Hardware not included, Option 3 powder coated steel.
A5135 | Shelf, Utility W/ Mop/Broom Holders, SS, Surf Mntd | 1 | CC | A surface mounted, satin finish stainless steel, utility shelf with a maximum of 6 mop/broom holders and 5 rag hooks. Utility shelf features: 8" deep shelf; mounting brackets welded to shelf; spring activated rubber cam holders; and drying rod. Unit is available in various widths 30" (minimum, 3 holders and 2 hooks) to 48" (maximum, 6 holders and 5 hooks). For use in janitor closets. Pricing based on a 36" width.
F0500 | Cart, Janitor's | 1 | VV | Janitors cart, 38" high X 66" wide X 20" deep with 25 gallon heavy duty collection bag. Accommodations for locking vault and janitorial support items (broom, dust pan, chemicals, mop and mop bucket; not included).
F0505 | Bucket, Mop, With Wringer, 26 Quart | 1 | VV | Mobile mop bucket / wringer combination, approximately 35" H x 17" W x 22" D with four 2" casters. Total capacity is 26 quarts. Unit used for general hard surface floor maintenance.
P2000 | Eyewash, Wall Mounted, Hands-Free | 1 | CC | Wall mounted emergency eye wash station. The flow of water from the unit is activated by hand. Upon initiation of water flow the unit will operate hands free to provide streams of water to clear foreign particles or dilute caustic liquids from the eyes in emergency situations. Used in laboratories and areas of the hospital where employees are subject to foreign bodies or liquid material to the eyes.
P2451 | Valve, Mixing, Thermostatic, Eyewash | 1 | CC | Emergency tempering valve thermostatically mixes hot and cold water to provide a safe fluid supply for a single emergency eye/face wash with a flow rate of 10 gpm (38.8L)
P4700 | Sink, Mop, Molded Stone | 1 | CC | Mop service sink approximately 10"H x 36"W x 24"D. Also called a mop service basin and a mop receptor. Unit is made of molded stone and is a one piece item. It shall include a service faucet hose, hose bracket and mop hanger. Used in utility rooms for cleaning mops and floor cleaning equipment.
16 - SS262 - IP Surg PACU / Phase I Recovery Staff Breakroom, Stff Sprt | 16 - SS262 - IP Surg PACU / Phase I Recovery Staff Breakroom, Stff Sprt | 16 - SS262 - IP Surg PACU / Phase I Recovery Staff Breakroom, Stff Sprt | 16 - SS262 - IP Surg PACU / Phase I Recovery Staff Breakroom, Stff Sprt | 16 - SS262 - IP Surg PACU / Phase I Recovery Staff Breakroom, Stff Sprt
JSN | NAME | QTY | ACQ/INS | DESCRIPTION
A1010 | Telecommunication Outlet | 1 | VV | Telecommunication outlet location.
A1012 | Telephone, Wall Mounted, 1 Line | 1 | VV | Telephone, wall mounted, 1 line.
A1080 | Mirror, Posture, Wall Mounted | 1 | CC | Wall mounted posture mirror. Consists of a 1/4" plate glass in a sturdy corrosion resistant frame with water proof back. For educational and therapy programs.
A5075 | Dispenser, Soap, Disposable | 1 | VV | Disposable soap dispenser. One-handed dispensing operation. Designed to accommodate disposable soap cartridge and valve.
A5080 | Dispenser, Paper Towel, SS, Surface Mounted | 1 | CC | A surface mounted, satin finish stainless steel, single-fold, paper towel dispenser. Dispenser features: tumbler lock; front hinged at bottom; and refill indicator slot. Minimum capacity 400 single-fold paper towels. For general purpose use throughout the facility.
A5145 | Hook, Garment, Double, SS, Surface Mounted | 1 | CC | A surface mounted, satin finish stainless steel, double garment hook. Equipped with a concealed mounting bracket that is secured to a concealed wall plate. For general purpose use throughout the facility to hang various items of apparel.
A5210 | Bracket, Television, Wall Mounted, w/Adjust Arm | 1 | VV | Wall mounted television bracket with adjustable arm. Consists of movable arm with minimum 120 degree swivel. Designed for holding wall mounted, flat panel television units in patient rooms.
A5220 | Bracket, Television, Wall Backing | 1 | CC | Wall mounted television bracket backing which provides additional support and strength for the installation of the television bracket. Option available for interior or exterior plate and sized for 12” 16” or 24” stud spacing.
C02C0 | Cabinet, U/C/B, 1 Shelf, 1 Drawer, 1 DO, 36x24x22 | 1 | CC | Standing height under counter base cabinet with an adjustable shelf and a full width drawer above a solid right or left-hinged door (appropriate door hinge configuration to be indicated on equipment elevation drawings). Also referred to as a combination cabinet or a drawer and cupboard cabinet. For general purpose use throughout the facility.
C02D0 | Cabinet, U/C/B, 4 Drawer, 36x24x22 | 1 | CC | Standing height under counter base cabinet with four full width drawers of equal height. Also referred to as a drawer cabinet. For general purpose use throughout the facility.
C04P0 | Cabinet, Sink, U/C/B, 2 Door, 36x36x22 | 1 | CC | Standing height under counter base sink cabinet with solid hinged doors. Also referred to as a double-door sink cabinet. For general purpose use throughout the facility where a sink is to be used. Coordinate actual clear cabinet dimension with the actual outside dimension of sink that is specified to ensure that they are compatible.
CB020 | Cabinet, W/H, 2 Shelf, 1 DO, Sloping Top, 38x24x13 | 2 | CC | Wall hung cabinet with two adjustable shelves, solid right or left-hinged door (appropriate door hinge configuration to be indicated on equipment elevation drawings), and sloping top. Also referred to as a solid hinged single door case. For general purpose use throughout the facility.
CS010 | Sink, SS, Single Compartment, 7.5x12x12 ID | 1 | CC | Single compartment stainless steel sink, drop-in, self-rimming, ledge-type, connected with a drain and provided with a mixing faucet. It shall also be provided with pre-punched fixture holes on 4" center, integral back ledge to accommodate deck-mounted fixtures, brushed/polished interior and top surfaces, and sound deadened. Recommended for use in suspended or U/C/B sink cabinets having a high plastic laminate or Chemsurf laminate countertop/work surface. For general purpose use throughout the facility.
CT020 | Countertop, Solid Surface | 7 | CC | A solid, nonporous countertop with a smooth seamless appearance. Easy to clean and maintain and with proper cleaning does not support the growth of mold. An acrylic-based solid surface product. Standard thickness of 1", and a 4" butt backsplash/curb. Also referred to as a work surface or work top. Available in a choice of colors and depths. Used in lab and other hospital areas requiring optimum physical and chemical resisting properties.
F0225 | Chair, Dining Room | 4 | VV | Dining room chair with glides. Chair has straight legs with cushioned cloth or vinyl seat.
F0795 | Table, Dining | 1 | VV | Dining table. Round 42" diameter or square 42" X 42". Used in dining facilities and can comfortably seat up to four (4) persons.
F2015 | Basket, Wastepaper, Metal/Plastic,2 Swinging Doors | 1 | VV | Metal receptacle for soiled / used towels or waste. Equipped with a removable tapered top with two independently operating self-closing, spring hinged doors. Used in public facilities for the collection and temporary storage of refuse.
F3065 | Whiteboard/Bulletin Board, Combination | 1 | VV | A combination whiteboard and bulletin board, half LCS and half cork. Available with either aluminum or wood frame. It can be used in patient rooms or in any appropriate space in the facility.
F3200 | Clock, Battery, 12" Diameter | 1 | VV | Clock, 12" diameter. Round surface, easy to read numbers with sweep second hand. Wall mounted unit for use when impractical to install a fully synchronized clock system. Battery operated, (batteries not included).
K1552 | Brewer, Coffee, Auto, Elect, 3 Burner, Front/Back | 1 | VV | Space saving front to back automatic coffee maker. This unit includes a heating tank, connection for a cold water supply, decanter service with three burners, funnel and a water flow controller. The unit is used for semi-automatic coffee brewing in cafeterias and commercial institutions. The unit automatically shuts off the water flow when enough has passed through to fill the pot. The unit is normally provided plumbed with a hot water faucet to the side for making other hot drinks (tea, cider, cocoa, etc.). The database height dimension does not include the clearance for coffee decanters warming on the upper burners.
K4665 | Oven, Microwave, Consumer | 1 | VV | Counter mounted microwave oven for average duty use. The exterior cabinet can be metal or heavy duty impact resistant plastic. The oven delivers instant energy for rapid heating, defrosting or prime cooking. The oven has touch pad controls, digital timer, power level selector and preprogrammed selectors for commonly cooked items. This oven is commonly found in staff lounges.
M0515 | Television, HD, 40" Class | 1 | VV | High definition (HDTV) multimedia flat panel LED 40" class display television. The TV will have a 16:9 wide screen aspect ratio, minimum of 1920 x 1080 display resolution, digital tuner, minimum refresh rate of 60Hz, minimum of two HDMI ports and 1 USB port ENERGY STAR certified.
R7250 | Refrigerator/Freezer, 20 Cubic Feet | 1 | VV | Refrigerator/freezer unit. This type unit includes a food saver system that helps keep food fresher. It also includes roll out wheels and is equipped for an optional automatic icemaker. This unit is of commercial or residential design and use.
17 - SB191 - IP Surg PACU / Phase I Recovery Staff Toilet, Bldg Sprt | 17 - SB191 - IP Surg PACU / Phase I Recovery Staff Toilet, Bldg Sprt | 17 - SB191 - IP Surg PACU / Phase I Recovery Staff Toilet, Bldg Sprt | 17 - SB191 - IP Surg PACU / Phase I Recovery Staff Toilet, Bldg Sprt | 17 - SB191 - IP Surg PACU / Phase I Recovery Staff Toilet, Bldg Sprt
JSN | NAME | QTY | ACQ/INS | DESCRIPTION
A1067 | Mirror, Float Glass, ADA Accessible | 1 | CC | A high quality 1/4" polished float glass mirror with a stainless steel frame. Frame holds mirror in a tilted position for accessibility and compliance with ADA requirements. Mirror has a galvanized steel back secured to frame with concealed screws with integral horizontal hanging brackets. Mirror shall be approximately 18" wide and 36" high. Other sizes are available.
A4995 | Table, Diaper Changing, Wall Mounted | 1 | CC | Wall mounted diaper changing table for use in public restrooms. Unit is a fold down system that folds upward when not in use for minimal intrusion into the room. Changing surface is contoured and has safety belt to insure that an infant will not fall from the table. Table is designed to hold no less than 250 pounds static weight. Closed dimensions are approximately 21" H x 36" W x 5" D. Open dimensions vary according to style. One system's open dimensions are 15 " high, 32" wide and 19" deep.
A5075 | Dispenser, Soap, Disposable | 1 | VV | Disposable soap dispenser. One-handed dispensing operation. Designed to accommodate disposable soap cartridge and valve.
A5082 | Dispenser, Paper Towel, Sensor, Hands Free | 1 | CC | A surface mounted, sensor activated, automatic, roll paper towel dispenser. The unit dispenses a paper towel automatically only when hands are place in position below the dispenser for maximum sanitation and hygiene. May include adjustable settings for sheet length, time delay, and sensor range. Unit is battery operated or with optional AC power adapter.
A5090 | Disposal, Sanitary Napkin, SS, Surface Mounted | 1 | CC | A surface mounted, satin finish stainless steel, sanitary napkin disposal. Disposal features a flip-up cover, secured to the container by a heavy duty stainless steel piano-hinge. Disposal may be secured to wall or toilet partition. For general purpose use in female toilet stalls or rooms and uni-sex toilet rooms.
A5109 | Grab Bar, 1-1/4" Dia., SS, 2 Wall, W/C Accessible | 1 | CC | A 1-1/4" diameter, satin finish stainless steel, peened gripping surface, 2 wall toilet stall/ room, grab bar with concealed mounting flanges. Snap over flanges are provided to conceal mounting screws. A selection of mounting kits and concealed anchor devices are available from the manufacturers for different types of installations. Grab bar shall comply with barrier-free accessibility guidelines for structural strength. For typical water closet applications in toilet stalls and rooms where ADA (American's With Disabilities Act) requirements must be met.
A5145 | Hook, Garment, Double, SS, Surface Mounted | 1 | CC | A surface mounted, satin finish stainless steel, double garment hook. Equipped with a concealed mounting bracket that is secured to a concealed wall plate. For general purpose use throughout the facility to hang various items of apparel.
A5200 | Dispenser, Toilet Tissue, SS, 2-Roll, Surface Mntd | 1 | CC | A concealed surface mounted, double roll, satin finish stainless steel, toilet tissue dispenser. Unit accommodates two standard-core toilet tissue rolls through 5" in diameter. Spindles are chrome plated plastic with a heavy-duty internal spring and turn freely for non-controlled delivery. For general purpose use in restrooms.
F2010 | Basket, Wastepaper, Step-On | 1 | VV | "Step-on" wastepaper basket with inner liner and foot petal activated flip top.
P3200 | Lavatory, Vitreous China, Slab Type w/Sens Op Fauc | 1 | CC | Wall mounted, slab type, vitreous china, lavatory (approximately 7 x 15 x 10 inches) with faucet holes on 4 inch centers; electronic sensor operated, goose neck spout and grid strainer. It shall be suitable for use in clinics, offices and patient care areas.
P9050 | Toilet, Wall Hung, Siphon Jet | 1 | CC | Siphon jet water closet/ toilet. This unit is wall hung with an elongated bowl, top spud flushometer, seat with open front and check hinge, and carrier. Used in restrooms throughout the health care facility.
9 - INPATIENT (IP) SURGICAL / ENDOVASCULAR SUPPORT AREA | 9 - INPATIENT (IP) SURGICAL / ENDOVASCULAR SUPPORT AREA | 9 - INPATIENT (IP) SURGICAL / ENDOVASCULAR SUPPORT AREA | 9 - INPATIENT (IP) SURGICAL / ENDOVASCULAR SUPPORT AREA | 9 - INPATIENT (IP) SURGICAL / ENDOVASCULAR SUPPORT AREA
2 - CL856 - IP Surgical / Endovascular Satellite Laboratory, Path Svc | 2 - CL856 - IP Surgical / Endovascular Satellite Laboratory, Path Svc | 2 - CL856 - IP Surgical / Endovascular Satellite Laboratory, Path Svc | 2 - CL856 - IP Surgical / Endovascular Satellite Laboratory, Path Svc | 2 - CL856 - IP Surgical / Endovascular Satellite Laboratory, Path Svc
JSN | NAME | QTY | ACQ/INS | DESCRIPTION
A1010 | Telecommunication Outlet | 1 | VV | Telecommunication outlet location.
A1014 | Telephone, Wall Mounted, 1 Line, With Speaker | 1 | VV | Telephone, wall mounted, 1 line, with speaker.
A5075 | Dispenser, Soap, Disposable | 1 | VV | Disposable soap dispenser. One-handed dispensing operation. Designed to accommodate disposable soap cartridge and valve.
A5077 | Dispenser, Hand Sanitizer, Hands-Free | 1 | VV | A touch free wall-mounted hand sanitizer dispenser. For use throughout a healthcare facility. Unit does not include the sanitizing liquid. Units are battery operated.
A5080 | Dispenser, Paper Towel, SS, Surface Mounted | 1 | CC | A surface mounted, satin finish stainless steel, single-fold, paper towel dispenser. Dispenser features: tumbler lock; front hinged at bottom; and refill indicator slot. Minimum capacity 400 single-fold paper towels. For general purpose use throughout the facility.
A5106 | Waste Disposal Unit, Sharps w/Glove Dispenser | 1 | VV | The unit is designed for the disposal of sharps and complies with OSHA guidelines for the handling of sharps. It shall house a 5 quart container and be capable of being mounted on a wall. It shall have a glove dispenser attached. The unit shall be secured by a locked enclosure.
E0573 | Workstation, Shipping/Receiving Lab, Minimal | 1 | VV | THIS TYPICAL INCLUDES: 1 Equipment Rail, System-Mt, 48"W 2 Clinical Panel, 80"H x 30"W 1 Module, 80"H x 24W, w/ 7-1/4inch utility chase, w/ service shelf 2 Module, 80"H x 48W , w/ 7-1/4inch utility chase, w/ service shelf 1 Vertical Chase Cover 2 Service Shelf 48W 2 Light 48W 2 Cantilevered Work Surface 30D x 48W 2 Lockable Flipper Unit, 48W 2 Adjustable Keyboard Tray 1 Sink Base Cabinet, Dbl. Door, Backsplash, w/Corian Top, 30D x 48W 1 Swing-Away Eyewash 1 SS Sink 19D x 33D 1 Gooseneck Mixing Faucet ASSY. With Wristbands 1 Strainer and Tailpiece 1 Coat Hook Drawer Organizer Bins * Connecting hardware required to complete installation.
F2010 | Basket, Wastepaper, Step-On | 1 | VV | "Step-on" wastepaper basket with inner liner and foot petal activated flip top.
L2250 | Hood, Fume, Bench | 1 | CC | Benchtop fumehood. This is an auxiliary air type to be sized as required. The unit will have a remote switch with a pilot light, a fluorescent light, an acid resistant fan and blower housing. The minimum average face velocity shall be 100 fpm. It shall include a steel frame sash that is heat resistant to 71 degrees centigrade. The static pressure loss shall not exceed 0.22 inches of water at 100 fpm face velocity. Other accessories and gases are as defined during the design of the facility.
M1801 | Computer, Microprocessing, w/Flat Panel Monitor | 1 | VV | Desk top microprocessing computer. The unit shall consist of a central processing mini tower, flat panel monitor, keyboard, mouse and speakers. The system shall have the following minimum characteristics: a 2.8 GHz Pentium processor; 512 MB memory; 80GB hard drive; 32/48x CD-ROMDVD combo; 1.44MB network interface card; video 32 MB NVIDIA; a 18 inch flat panel monitor. The computer is used throughout the facility to input, manipulate and retrieve information.
M1825 | Printer, Computer | 1 | VV | High resolution computer printer with a variety of type styles and sheet/envelope feeder trays. Database information reflects network ready, medium duty office style laser printers. Other types of printers (bubble jet, dot matrix, line or plotter) as well as light or heavy use capabilities are available.
M1830 | Printer, Label, Pharmacy | 1 | VV | Label printer for use in pharmacy applications. The printer shall be bench top standing. It shall be flexible enough to accommodate label sizes up to 4 inches, with a minimum print speed of 6 inches per second and a minimum resolution of 203 dpi.
M2020 | Cabinet, Storage, Safety, Built-In, Vented | 1 | CC | Safety storage cabinet. This unit is of double steel wall construction, with vented grounding attachment, raised leak proof door sill, and adjustable shelving. Equipped with two doors and three-point key lock. The construction meets standards set by OSHA and NFPA Code 30 requirements. Designed for storage of flammable type liquids. The cabinet fits into a laboratory casework configuration and its ventilation ports are in the back to leave the counterspace free. The cabinet requires ventilation ducting and an exhaust fan as part of the HVAC (heating, ventilation and air conditioning) system.
M3073 | Container, Biohazard Waste, Step-on, Fire Safe | 1 | VV | A biohazard waste container with a step-on lid. The container will have a capacity of approximately 12 gallons and be made of a fire safe material.
P1965 | Eyewash, Eye/Face, Sink Mounted, Hands-free | 1 | CC | A sink mounted eyewash station. The unit is designed for emergency eye and face rinsing from soft flow dual spray-heads. The Flow must be activated by the single momentary action and remain on until terminated.
P2450 | Valve, Mixing, Thermostatic | 1 | CC | Thermostatic mixing valve with washout hose. Used with portable whirlpool equipment. Thermostatic valve is used to maintain temperature between 70 and 110 degree Fahrenheit, with a flow rate of 20 gallons a minute. The washout hose assembly is used to wash out tanks after treatment. Used in physical therapy department to provide comfortable water temperature for patient treatments.
3 - CL861 - IP Surgical / Endovascular Frozen Section Laboratory, Path Svc | 3 - CL861 - IP Surgical / Endovascular Frozen Section Laboratory, Path Svc | 3 - CL861 - IP Surgical / Endovascular Frozen Section Laboratory, Path Svc | 3 - CL861 - IP Surgical / Endovascular Frozen Section Laboratory, Path Svc | 3 - CL861 - IP Surgical / Endovascular Frozen Section Laboratory, Path Svc
JSN | NAME | QTY | ACQ/INS | DESCRIPTION
A5075 | Dispenser, Soap, Disposable | 2 | VV | Disposable soap dispenser. One-handed dispensing operation. Designed to accommodate disposable soap cartridge and valve.
A5080 | Dispenser, Paper Towel, SS, Surface Mounted | 2 | CC | A surface mounted, satin finish stainless steel, single-fold, paper towel dispenser. Dispenser features: tumbler lock; front hinged at bottom; and refill indicator slot. Minimum capacity 400 single-fold paper towels. For general purpose use throughout the facility.
A5107 | Dispenser, Glove, Surgical/Examination, Wall Mntd | 1 | VV | Examination three (Small Medium, Large) glove dispenser box for wall mounting. Fabricated of either cold rolled steel with a white baked enamel finish, plastic or acrylic. Hardware not included, Option 3 powder coated steel.
A5108 | Waste Disposal Unit, Sharps | 1 | VV | A container for collecting and transporting syringes and other sharps for decontamination and disposal. Available in 2 gallon and 8 gallon with locking rotor. Complies with OSHA regulations for handling sharps.
C0043 | Frame, Apron, 1 Drawer, 4x24x22 | 1 | CC | Apron frame with one standard drawer. Also referred to as a drawer frame or table frame. Used for a knee space as a combination frame and drawer to support a top between base cabinets or a base cabinet and a wall.
C02C0 | Cabinet, U/C/B, 1 Shelf, 1 Drawer, 1 DO, 36x24x22 | 1 | CC | Standing height under counter base cabinet with an adjustable shelf and a full width drawer above a solid right or left-hinged door (appropriate door hinge configuration to be indicated on equipment elevation drawings). Also referred to as a combination cabinet or a drawer and cupboard cabinet. For general purpose use throughout the facility.
C02D0 | Cabinet, U/C/B, 4 Drawer, 36x24x22 | 1 | CC | Standing height under counter base cabinet with four full width drawers of equal height. Also referred to as a drawer cabinet. For general purpose use throughout the facility.
C02Q0 | Cabinet, Sink, U/C/B, 1 Door, 36x24x22 | 1 | CC | Standing height under counter base sink cabinet with a solid right or left-hinged door (appropriate door configuration to be indicated on equipment elevation drawings). Also referred to as a single-door sink cabinet. For general purpose use throughout the facility where a sink is to be used. Coordinate actual clear cabinet dimension with the actual outside dimension of sink that is specified to ensure that they are compatible.
C04E0 | Cabinet, U/C/B, 1 Shelf, 1 Drawer, 2 DO, 36x36x22 | 1 | CC | Standing height under counter base cabinet with an adjustable shelf and a full width drawer above solid hinged doors. Also referred to as a combination cabinet or a drawer and cupboard cabinet. For general purpose use throughout the facility.
CG040 | Cabinet, W/H, 2 SH, 2 SGDO, Sloping Top, 38x36x13 | 1 | CC | Wall hung cabinet with two adjustable shelves, framed-glass sliding doors, and sloping top. Also referred to as a framed-glass sliding double door wall case. For general purpose use throughout the facility.
CS270 | Sink, Epoxy Resin, 11x18x15 ID | 1 | CC | One-piece cast epoxy resin sink (composition of molded epoxy resins and inert materials) connected with a drain and provided with a mixing faucet. For use in U/C/B sink cabinets and mounted under the epoxy resin countertops/work surfaces found in lab areas requiring optimum physical chemical resisting properties. For general purpose use in a lab area.
CT060 | Countertop, Modified Epoxy Resin | 1 | CC | Modified epoxy resin countertop (composition of molded epoxy resins and inert materials) having a low sheen surface finish, standard thickness of 1", and a 4" butt backsplash/curb. Also referred to as a work surface or work top. Available in a choice of colors and depths. Used in lab areas requiring optimum physical and chemical resisting properties.
D3295 | Chair, Rotary, Laboratory, Dental | 1 | VV | Rotary dental laboratory chair. The chair is used by technicians while working at a bench. Chairs also have casters and an adjustable backrest.
M3072 | Frame, Infectious Waste Bag w/Lid | 1 | VV | Frame for an infectious waste collection bag. Made of heavy tubular stainless steel with heavy gauge welded steel platform. Adjust to hold 18" or 25" trash bags. Mounted on ball bearing casters and includes permanently mounted hinged lid. Provides means of bagging infectious waste at point of waste generation.
P1965 | Eyewash, Eye/Face, Sink Mounted, Hands-free | 1 | CC | A sink mounted eyewash station. The unit is designed for emergency eye and face rinsing from soft flow dual spray-heads. The Flow must be activated by the single momentary action and remain on until terminated.
4 - SV571 - IP Surgical / Endovascular Satellite Pharmacy, Phrm Svc | 4 - SV571 - IP Surgical / Endovascular Satellite Pharmacy, Phrm Svc | 4 - SV571 - IP Surgical / Endovascular Satellite Pharmacy, Phrm Svc | 4 - SV571 - IP Surgical / Endovascular Satellite Pharmacy, Phrm Svc | 4 - SV571 - IP Surgical / Endovascular Satellite Pharmacy, Phrm Svc
JSN | NAME | QTY | ACQ/INS | DESCRIPTION
A1010 | Telecommunication Outlet | 3 | VV | Telecommunication outlet location.
A1015 | Telephone, Desk, Multiple Line | 1 | VV | Telephone, desk, multiple line.
A5075 | Dispenser, Soap, Disposable | 1 | VV | Disposable soap dispenser. One-handed dispensing operation. Designed to accommodate disposable soap cartridge and valve.
A5080 | Dispenser, Paper Towel, SS, Surface Mounted | 1 | CC | A surface mounted, satin finish stainless steel, single-fold, paper towel dispenser. Dispenser features: tumbler lock; front hinged at bottom; and refill indicator slot. Minimum capacity 400 single-fold paper towels. For general purpose use throughout the facility.
A5106 | Waste Disposal Unit, Sharps w/Glove Dispenser | 1 | VV | The unit is designed for the disposal of sharps and complies with OSHA guidelines for the handling of sharps. It shall house a 5 quart container and be capable of being mounted on a wall. It shall have a glove dispenser attached. The unit shall be secured by a locked enclosure.
E0573 | Workstation, Shipping/Receiving Lab, Minimal | 2 | VV | THIS TYPICAL INCLUDES: 1 Equipment Rail, System-Mt, 48"W 2 Clinical Panel, 80"H x 30"W 1 Module, 80"H x 24W, w/ 7-1/4inch utility chase, w/ service shelf 2 Module, 80"H x 48W , w/ 7-1/4inch utility chase, w/ service shelf 1 Vertical Chase Cover 2 Service Shelf 48W 2 Light 48W 2 Cantilevered Work Surface 30D x 48W 2 Lockable Flipper Unit, 48W 2 Adjustable Keyboard Tray 1 Sink Base Cabinet, Dbl. Door, Backsplash, w/Corian Top, 30D x 48W 1 Swing-Away Eyewash 1 SS Sink 19D x 33D 1 Gooseneck Mixing Faucet ASSY. With Wristbands 1 Strainer and Tailpiece 1 Coat Hook Drawer Organizer Bins * Connecting hardware required to complete installation.
F0280 | Chair, Swivel, Low Back | 2 | VV | Low back contemporary swivel chair, 37" high X 25" wide X 31" deep with a five (5) caster swivel base, arms and foam padded seat and back upholstered with either woven textile fabric or vinyl.
F2000 | Basket, Wastepaper, Fire Resistant | 2 | VV | Wastepaper basket, fire resistant, approximately 40 quart capacity. This unit is used to collect and temporarily store small quantities of paper refuse in patient rooms, administrative areas and nursing stations. Size and shape varies depending on the application and manufacturer selected.
F3200 | Clock, Battery, 12" Diameter | 1 | VV | Clock, 12" diameter. Round surface, easy to read numbers with sweep second hand. Wall mounted unit for use when impractical to install a fully synchronized clock system. Battery operated, (batteries not included).
M1801 | Computer, Microprocessing, w/Flat Panel Monitor | 2 | VV | Desk top microprocessing computer. The unit shall consist of a central processing mini tower, flat panel monitor, keyboard, mouse and speakers. The system shall have the following minimum characteristics: a 2.8 GHz Pentium processor; 512 MB memory; 80GB hard drive; 32/48x CD-ROMDVD combo; 1.44MB network interface card; video 32 MB NVIDIA; a 18 inch flat panel monitor. The computer is used throughout the facility to input, manipulate and retrieve information.
M1840 | Printer/Copier/Fax Combination | 1 | VV | Multifunctional printer, fax, scanner and copier (PFC) all-in-one machine.
M7260 | Counter/Dispenser, Pill/Tablet | 1 | VV | Automated pill, capsule and tablet counter. The unit consists of an array of holding cells each of which dispenses a set number of pills into a prescription bottle. The counter has a control unit to start and stop pill flow. Each cell has a straight line pill flow pattern, a photoelectric counter which signals the controller, a count range from 1 to 10,000 and can dispense products at a rate up to 600 tablets per minute. A built-in sensor indicates dust build up or misalignment of the photoelectric counter. Each cell has easily removable bins and mechanisms for cleaning and refilling. Each cell features an LED display and there are varying sizes of cells for handling more frequently issued or physically larger drugs. Many different, including custom, array of sizes and configurations are possible and the final design depends on the facility layout and pharmacy practice preferences. Individual cells can also be equipped with coded locks. The entire array can be interfaced with a pharmacy computer system. These units are commonly leased rather than sold because of maintenance requirements.
P3100 | Lavatory, Vitreous China, Slab Type | 1 | CC | Wall mounted, slab type, vitreous china, lavatory (approximate bowl size 7"x15"x10") with: faucet holes on 4" centers; gooseneck spout; wrist blade handles; and grid strainer. It shall be suitable for use in clinics, offices, washrooms or patient care area.
R6060 | Refrigerator, Biological, SS, 2 Door, 40 Cu Ft | 2 | VV | Biological refrigerator. This unit shall have a minimum volume of 40 cubic feet, double doors, stainless steel cooler storage with stainless steel drawers, three adjustable shelves and one stationary stainless steel shelf. This refrigerator is used in research laboratories and hospital pharmacies for storage and dispensing of drugs.
5 - SV583 - IP Surgical / Endovascular Medication Room, Phrm Svc | 5 - SV583 - IP Surgical / Endovascular Medication Room, Phrm Svc | 5 - SV583 - IP Surgical / Endovascular Medication Room, Phrm Svc | 5 - SV583 - IP Surgical / Endovascular Medication Room, Phrm Svc | 5 - SV583 - IP Surgical / Endovascular Medication Room, Phrm Svc
JSN | NAME | QTY | ACQ/INS | DESCRIPTION
A1010 | Telecommunication Outlet | 2 | VV | Telecommunication outlet location.
A1014 | Telephone, Wall Mounted, 1 Line, With Speaker | 1 | VV | Telephone, wall mounted, 1 line, with speaker.
A5075 | Dispenser, Soap, Disposable | 1 | VV | Disposable soap dispenser. One-handed dispensing operation. Designed to accommodate disposable soap cartridge and valve.
A5077 | Dispenser, Hand Sanitizer, Hands-Free | 1 | VV | A touch free wall-mounted hand sanitizer dispenser. For use throughout a healthcare facility. Unit does not include the sanitizing liquid. Units are battery operated.
A5082 | Dispenser, Paper Towel, Sensor, Hands Free | 1 | CC | A surface mounted, sensor activated, automatic, roll paper towel dispenser. The unit dispenses a paper towel automatically only when hands are place in position below the dispenser for maximum sanitation and hygiene. May include adjustable settings for sheet length, time delay, and sensor range. Unit is battery operated or with optional AC power adapter.
A5107 | Dispenser, Glove, Surgical/Examination, Wall Mntd | 1 | VV | Examination three (Small Medium, Large) glove dispenser box for wall mounting. Fabricated of either cold rolled steel with a white baked enamel finish, plastic or acrylic. Hardware not included, Option 3 powder coated steel.
A5108 | Waste Disposal Unit, Sharps | 1 | VV | A container for collecting and transporting syringes and other sharps for decontamination and disposal. Available in 2 gallon and 8 gallon with locking rotor. Complies with OSHA regulations for handling sharps.
A5145 | Hook, Garment, Double, SS, Surface Mounted | 1 | CC | A surface mounted, satin finish stainless steel, double garment hook. Equipped with a concealed mounting bracket that is secured to a concealed wall plate. For general purpose use throughout the facility to hang various items of apparel.
C03G0 | Cabinet, U/C/B, 2 Shelf, 2 Door, 36x30x22 | 1 | CC | Standing height under counter base cabinet with two adjustable shelves and two solid hinged doors. Also referred to as a cupboard cabinet. For general purpose use throughout the facility.
C04Q0 | Cabinet, ADA Sink, Wall-Mounted | 1 | CC | Wall mounted sink support cabinet for drop-in sink with vertical fascia and angled ADA profile, also referred to as ADA sink cabinet. Removable front panel to permit access to plumbing. Medium density M-3 particle board core construction faced with high pressure vertical grade decorative plastic laminate on exposed surfaces and melamine on semi-exposed and concealed surfaces; plastic laminate edge banding. Includes all attaching hardware including support rail.
CD030 | Cabinet, W/H, 2 Shelf, 2 DO, Sloping Top, 38x30x13 | 2 | CC | Wall hung steel cabinet with two adjustable shelves, solid hinged doors, and sloping top. Also referred to as a solid hinged double door wall case. For general purpose use throughout the facility.
CS070 | Sink, SS, Single Compartment, 7.5x16x16 ID | 1 | CC | Single compartment stainless steel sink, drop-in, self-rimming, ledge-type, connected with a drain and provided with a mixing faucet. It shall also be provided with pre-punched fixture holes on 4" center, integral back ledge to accommodate deck-mounted fixtures, brushed/polished interior and top surfaces, and sound deadened. Recommended for use in suspended or U/C/B sink cabinets having a high plastic laminate or Chemsurf laminate countertop/work surface. Coordinate actual outside sink dimensions with the actual clear dimension of cabinet specified to ensure that they are compatible. For general purpose use throughout the facility.
CT020 | Countertop, Solid Surface | 1 | CC | A solid, nonporous countertop with a smooth seamless appearance. Easy to clean and maintain and with proper cleaning does not support the growth of mold. An acrylic-based solid surface product. Standard thickness of 1", and a 4" butt backsplash/curb. Also referred to as a work surface or work top. Available in a choice of colors and depths. Used in lab and other hospital areas requiring optimum physical and chemical resisting properties.
E0945 | Cart, Computer, Mobile | 1 | VV | A mobile computer cart for use throughout the facility. The cart dimensions will be approximately 45" H x 30" W x 22" D with casters. May include drawers and miscellaneous other accessories that will be determined at time of purchase. This Typical may include: 1 Cart Body, w/Computer Support, Style-A Narrow, w/Raised Edge Top 1 Flip-Up Shelf 1 Sharps Container Holder 1 Wastebasket 1 Chart Holder 2 Drawers, 3"H 2 Drawers, 6"H 3 Accessory Rail, Side Drawer Organizer Bins
F2010 | Basket, Wastepaper, Step-On | 1 | VV | "Step-on" wastepaper basket with inner liner and foot petal activated flip top.
F3050 | Whiteboard, Dry Erase | 1 | VV | Whiteboard unit, approximately 36" H x 48" W consisting of a white porcelain enamel writing surface with an attached chalk tray. Magnetic surface available. Image can be easily removed with a standard chalkboard eraser. For use with water color pens. Unit is ready to hang.
F3200 | Clock, Battery, 12" Diameter | 1 | VV | Clock, 12" diameter. Round surface, easy to read numbers with sweep second hand. Wall mounted unit for use when impractical to install a fully synchronized clock system. Battery operated, (batteries not included).
M1801 | Computer, Microprocessing, w/Flat Panel Monitor | 1 | VV | Desk top microprocessing computer. The unit shall consist of a central processing mini tower, flat panel monitor, keyboard, mouse and speakers. The system shall have the following minimum characteristics: a 2.8 GHz Pentium processor; 512 MB memory; 80GB hard drive; 32/48x CD-ROMDVD combo; 1.44MB network interface card; video 32 MB NVIDIA; a 18 inch flat panel monitor. The computer is used throughout the facility to input, manipulate and retrieve information.
M3150 | Distribution System, Medication, Automatic | 1 | VV | An automated dispensing system that provides controlled dispensing, inventory and security. Size and cost will vary dependent on number of modules selected.
P1965 | Eyewash, Eye/Face, Sink Mounted, Hands-free | 1 | CC | A sink mounted eyewash station. The unit is designed for emergency eye and face rinsing from soft flow dual spray-heads. The Flow must be activated by the single momentary action and remain on until terminated.
R6200 | Refrigerator, U/C or F/S, 5 Cu Ft | 1 | VV | Utility refrigerator approximately 35" H x 24" W x 26" D. The unit has a two tray ice cube cooling system. The refrigerator fits standard architectural dimensions for undercounter installation. The unit is perfect for use in nurses' station, wards, and laboratories, pharmacies or wherever space is limited.
7 - SC399 - IP Surgical / Endovascular Surgery Integration Server Room, OIT | 7 - SC399 - IP Surgical / Endovascular Surgery Integration Server Room, OIT | 7 - SC399 - IP Surgical / Endovascular Surgery Integration Server Room, OIT | 7 - SC399 - IP Surgical / Endovascular Surgery Integration Server Room, OIT | 7 - SC399 - IP Surgical / Endovascular Surgery Integration Server Room, OIT
JSN | NAME | QTY | ACQ/INS | DESCRIPTION
A0900 | Relay Rack, Aluminum | 1 | VV | Rack used to hold network components such as servers, switches, hubs, patch panels, router, etc. Racks are available in varying heights, channel depths, and channel width. The model numbers specified may be U.L. Listed version with 2 Top Angles, 7' height, 19" wide, blank Aluminum, with mounting holes on both sides (front and back).
A0901 | Cable Management, Horizontal Base Unit | 1 | VV | Horizontal cable management unit for a 19" rack with a channel approximately 2"x2". Provides for professional finish to hide cables in a switch rack. Various models are quoted with fingered type exits or brackets and/or rear access holes.
A0902 | Rear Wire Frame | 1 | VV | For use with horizontal base unit for double sided management. This item is intended to be used with JSNs A0901 and/or A0903 model HC219 series from Hubbell only.
A0903 | Rear Hinged Cover, for LAN Rack | 1 | VV | This item is intended to be used with JSNs A0901 and/or A0902 model HC219 series from Hubbell only.
A0904 | Fiber Optic Cabinet, 36 Port, Rack Mounted | 1 | VV | This cabinet is designed to accommodate up to 6 six-packs of adapters or blank panels. This cabinet is specifically designed to accommodate Hubbell adapter panels as reflected in JSNs A0905 and A0906.
A0905 | Adapter Panel With Couplers, Blue, 6 Port, SM/MM | 1 | VV | Modular six-pack fiber adapter panel, designed to snap into Hubbell's enclosures such as JSN A0904. Loaded with 3 SM/MM SC duplex style blue adapters, standard density.
A0906 | Adapter Panel With Couplers, Yellow, 6 Port, SM/MM | 1 | VV | Modular six-pack fiber adapter panel, designed to snap into Hubbell's enclosures such as JSN A0904. Loaded with 3 SM/MM SC duplex style Yellow adapters, standard density.
A0908 | Patch Panel, 110 Block/RJ-45, Cat 5E, 48 Port,568A | 1 | VV | This 48 Port/RJ45, Cat 5e (or better) patch panel is designed for the following applications. Gigabit 1000BASE-T, 100BASE-TX, ATM 155, TP-PMD (CDDI).
A0910 | Patch Panel, 110 Block/RJ-45, Cat 5E, 96 Port,568A | 1 | VV | This 96 Port/RJ45, Cat 5e (or better) patch panel is designed for the following applications. Gigabit 1000BASE-T, 100BASE-TX, ATM 155, TP-PMD (CDDI).
A0911 | Power Supply, Uninterruptable, Rack Mounted | 1 | VV | Uninterruptable Power Supply, Approximately 2200VA/1600W, Rack Mount with extendable Run Time. Unit must incorporate hot user swappable batteries and must have an overload indicator, replace battery indicator, audible alarm, automatic voltage regulation and include Smart Slot card and software. It must use RS232 DB-9 interface for communication. NEMA L5-30P power connector, and (8) NEMA 5-15R outlets.
A0912 | Battery Pack, Extended for use with UPS (A0911) | 1 | VV | Battery Pack for use with JSN A0911 to extend backup power availability. Battery rated at approximately 1600 VA.
A0913 | Switch, Local Area Network (LAN) | 1 | VV | Omni switch router, 9 slot chassis, 725W AC power supply and rack mount brackets. Supports high speed frame switching fabric. Software and Manual included. Requires management module JSN A0914 and works with Power Supply A0915.
A0914 | Management Processor Module for LAN Switch | 1 | VV | Management processor module with 10BaseT with layer-3 switching (HRE-X); 32 MB DRAM & 8 MB flash memory. Operates over the 22G distributed switching fabric. Works with Switch LAN JSN A0913 and Power Supply A0915.
A0915 | Power Supply, 725 W, for LAN Switch | 1 | VV | 725 Watt powersupply. Redundant or spare power supply for the 9 slot Omni Switch Router. Works with Switch LAN JSN A0913 and Management Processor JSN A0914.
A0916 | Switching Module, Desktop, Fast Ethernet | 1 | VV | High Density Fast Ethernet desktop switching module. Thirty-two 10/100Base TX switching ports, RJ-45 connectors. Supports Cat 5 twisted pair cable-100 ohm and CAM support for 1024 MAC addresses.
A0917 | Switching Module, MM Fiber, Gigabit Ethernet Server | 1 | VV | Gigabit Ethernet server switching module. Four 1000 base SX switching ports, SC connectors. Supports multi-mode fiber optic cable and CAM support for 4096 MAC addresses. Must be used in the Omni Switch/Router product only.
A0918 | Switching Module, SM, Gigabit Ethernet Server | 1 | VV | Gigabit Ethernet server switching module. Four 1000 Base LX switching ports, SC connectors. Supports single mode fiber optic cable and CAM support for 4096 MAC addresses. Must be used in the Omni Switch/Router product only.
A1010 | Telecommunication Outlet | 1 | VV | Telecommunication outlet location.
F0280 | Chair, Swivel, Low Back | 1 | VV | Low back contemporary swivel chair, 37" high X 25" wide X 31" deep with a five (5) caster swivel base, arms and foam padded seat and back upholstered with either woven textile fabric or vinyl.
F2000 | Basket, Wastepaper, Fire Resistant | 1 | VV | Wastepaper basket, fire resistant, approximately 40 quart capacity. This unit is used to collect and temporarily store small quantities of paper refuse in patient rooms, administrative areas and nursing stations. Size and shape varies depending on the application and manufacturer selected.
8 - SB737 - IP Surgical / Endovascular Clean Utility Room, Lgstcs Svc | 8 - SB737 - IP Surgical / Endovascular Clean Utility Room, Lgstcs Svc | 8 - SB737 - IP Surgical / Endovascular Clean Utility Room, Lgstcs Svc | 8 - SB737 - IP Surgical / Endovascular Clean Utility Room, Lgstcs Svc | 8 - SB737 - IP Surgical / Endovascular Clean Utility Room, Lgstcs Svc
JSN | NAME | QTY | ACQ/INS | DESCRIPTION
E0906 | Locker, Supply, General, Wall Mtd, 23"W x 20"D | 1 | VV | THIS TYPICAL INCLUDES: 1 Wall Mounted Rail 1 Locked Storage Container 2 Tray/Shelves 1 Drawer, 3"H 3 Drawers, 6"H 2 Drawers, 9"H 1 Tray/Shelf Divider Drawer Organizer Bins Consider the need for an E0921 to transport the locker from place to place.
E0912 | Locker, Supply, Med Surg, Wall Mtd | 1 | VV | Medical/Surgical Supply locker, Wall Mounted, approximately 23"W x 20"D. THIS TYPICAL INCLUDES: 1 Wall Mounted Rail 1 Locked Storage Container 4 Tray/Shelves 5 Drawers, 3"H 2 Drawers, 6"H 2 Tray/Shelf Dividers Drawer Organizer Bins Consider the need for an E0921 to transport the locker from place to place.
E1500 | Rail, MOD, W/MNTD, HX144XD | 1 | VV | Wall mounted rail used for hanging (mounting) lockers, shelves and drawers on a wall.
F2000 | Basket, Wastepaper, Fire Resistant | 1 | VV | Wastepaper basket, fire resistant, approximately 40 quart capacity. This unit is used to collect and temporarily store small quantities of paper refuse in patient rooms, administrative areas and nursing stations. Size and shape varies depending on the application and manufacturer selected.
9 - SC052 - IP Surgical / Endovascular Crash Cart Alcove, Clncl Sprt | 9 - SC052 - IP Surgical / Endovascular Crash Cart Alcove, Clncl Sprt | 9 - SC052 - IP Surgical / Endovascular Crash Cart Alcove, Clncl Sprt | 9 - SC052 - IP Surgical / Endovascular Crash Cart Alcove, Clncl Sprt | 9 - SC052 - IP Surgical / Endovascular Crash Cart Alcove, Clncl Sprt
JSN | NAME | QTY | ACQ/INS | DESCRIPTION
E0954 | Cart, Emergency, Mobile, 66"H x 32"W x 22"D | 1 | VV | THIS TYPICAL INCLUDES: 1 Cart body, style-A narrow, w/raised edge top 1 Accessory rail, side 1 Accessory rail, back 1 Defibrillator tray 1 IV pole 1 Breakaway bar 1 Flip-up shelf 1 Wastebasket 1 Oxygen tank holder 1 Electrical box-4 outlet 1 Cord wrap 4 Drawer, 3"H 3 Drawer, 6"H Drawer organizer bins.
M1100 | Resuscitator, Bag-Mask, Hand Operated | 1 | VV | Hand operated bag-mask resuscitator. Consists of face mask, non-rebreathing valve, compression bag and tidal bag. Used for resuscitation in life saving situations.
M7660 | Defibrillator/Monitor/Recorder, Portable | 1 | VV | Portable defibrillator-monitor-recorder. Integral unit system operable from self-contained rechargeable batteries. ECG may be viewed through paddles or patient cable. Options include external pacing and 12-Lead.
M8769 | Aspirator, Resuscitation, Portable w/ Battery | 1 | VV | High-vacuum and high-flow AC/DC powered suction unit for use on emergency resuscitation carts and for general suction use. Light weight, compact design, fully enclosed water resistant unit with an average run time of 60 minutes. Includes variable suction range up to 580 mmHg and 1200 CC collection canister.
10 - SC202 - IP Surgical / Endovascular Soiled Cart Holding Room, Clncl Sprt | 10 - SC202 - IP Surgical / Endovascular Soiled Cart Holding Room, Clncl Sprt | 10 - SC202 - IP Surgical / Endovascular Soiled Cart Holding Room, Clncl Sprt | 10 - SC202 - IP Surgical / Endovascular Soiled Cart Holding Room, Clncl Sprt | 10 - SC202 - IP Surgical / Endovascular Soiled Cart Holding Room, Clncl Sprt
JSN | NAME | QTY | ACQ/INS | DESCRIPTION
M8910 | Cart, Surgical Case | 1 | VV | Surgical case cart. Unit consists of two hinged cabinet sections, each section equipped with two pull-out shelves with stops. The entire unit is mounted on four heavy duty conductive swivel casters. Used to transport surgical packs and supplies to surgery and soiled items back to central supply.
11 - SB541 - IP Surgical / Endovascular Gas Cylinder Storage Room, Lgstcs Svc | 11 - SB541 - IP Surgical / Endovascular Gas Cylinder Storage Room, Lgstcs Svc | 11 - SB541 - IP Surgical / Endovascular Gas Cylinder Storage Room, Lgstcs Svc | 11 - SB541 - IP Surgical / Endovascular Gas Cylinder Storage Room, Lgstcs Svc | 11 - SB541 - IP Surgical / Endovascular Gas Cylinder Storage Room, Lgstcs Svc
JSN | NAME | QTY | ACQ/INS | DESCRIPTION
M2117 | Truck, Hand, 2 Wheel, Gas Cylinder | 1 | VV | A gas cylinder hand truck for a single 12" cylinder with a minimum capacity of 300 lbs.
12 - SC257 - IP Surgical / Endovascular Waste Disposal Chute Room, Clncl Sprt | 12 - SC257 - IP Surgical / Endovascular Waste Disposal Chute Room, Clncl Sprt | 12 - SC257 - IP Surgical / Endovascular Waste Disposal Chute Room, Clncl Sprt | 12 - SC257 - IP Surgical / Endovascular Waste Disposal Chute Room, Clncl Sprt | 12 - SC257 - IP Surgical / Endovascular Waste Disposal Chute Room, Clncl Sprt
JSN | NAME | QTY | ACQ/INS | DESCRIPTION
F0530 | Cart, Trash | 1 | VV | Heavy duty trash cart, approximately 42" high X 74" wide X 34" deep with two (2) solid non-marking rubber roller bearing wheels, one (1) or two (2) swivel casters, 2000 pound capacity and tilt mechanism.
F2026 | Container, Recycling, Large | 1 | VV | Recycling container shall be approximately 30-gallons in capacity. The container may include a lid and be Recycle Blue in color with the recycle symbol identified on the container.
13 - SC213 - IP Surgical / Endovascular Soiled Linen Disposal Chute Room, Clncl Sprt | 13 - SC213 - IP Surgical / Endovascular Soiled Linen Disposal Chute Room, Clncl Sprt | 13 - SC213 - IP Surgical / Endovascular Soiled Linen Disposal Chute Room, Clncl Sprt | 13 - SC213 - IP Surgical / Endovascular Soiled Linen Disposal Chute Room, Clncl Sprt | 13 - SC213 - IP Surgical / Endovascular Soiled Linen Disposal Chute Room, Clncl Sprt
JSN | NAME | QTY | ACQ/INS | DESCRIPTION
F0510 | Cart, Linen, Soiled | 1 | VV | Soiled linen collection cart, approximately 70" H x 68" W x 28" D with four (4) casters. Used to transport clean or soiled laundry.
14 - SB244 - IP Surgical / Endovascular Housekeeping Aides Closet (HAC), Bldg Sprt | 14 - SB244 - IP Surgical / Endovascular Housekeeping Aides Closet (HAC), Bldg Sprt | 14 - SB244 - IP Surgical / Endovascular Housekeeping Aides Closet (HAC), Bldg Sprt | 14 - SB244 - IP Surgical / Endovascular Housekeeping Aides Closet (HAC), Bldg Sprt | 14 - SB244 - IP Surgical / Endovascular Housekeeping Aides Closet (HAC), Bldg Sprt
JSN | NAME | QTY | ACQ/INS | DESCRIPTION
A5075 | Dispenser, Soap, Disposable | 1 | VV | Disposable soap dispenser. One-handed dispensing operation. Designed to accommodate disposable soap cartridge and valve.
A5080 | Dispenser, Paper Towel, SS, Surface Mounted | 1 | CC | A surface mounted, satin finish stainless steel, single-fold, paper towel dispenser. Dispenser features: tumbler lock; front hinged at bottom; and refill indicator slot. Minimum capacity 400 single-fold paper towels. For general purpose use throughout the facility.
A5107 | Dispenser, Glove, Surgical/Examination, Wall Mntd | 1 | VV | Examination three (Small Medium, Large) glove dispenser box for wall mounting. Fabricated of either cold rolled steel with a white baked enamel finish, plastic or acrylic. Hardware not included, Option 3 powder coated steel.
A5135 | Shelf, Utility W/ Mop/Broom Holders, SS, Surf Mntd | 1 | CC | A surface mounted, satin finish stainless steel, utility shelf with a maximum of 6 mop/broom holders and 5 rag hooks. Utility shelf features: 8" deep shelf; mounting brackets welded to shelf; spring activated rubber cam holders; and drying rod. Unit is available in various widths 30" (minimum, 3 holders and 2 hooks) to 48" (maximum, 6 holders and 5 hooks). For use in janitor closets. Pricing based on a 36" width.
F0500 | Cart, Janitor's | 1 | VV | Janitors cart, 38" high X 66" wide X 20" deep with 25 gallon heavy duty collection bag. Accommodations for locking vault and janitorial support items (broom, dust pan, chemicals, mop and mop bucket; not included).
F0505 | Bucket, Mop, With Wringer, 26 Quart | 1 | VV | Mobile mop bucket / wringer combination, approximately 35" H x 17" W x 22" D with four 2" casters. Total capacity is 26 quarts. Unit used for general hard surface floor maintenance.
P2000 | Eyewash, Wall Mounted, Hands-Free | 1 | CC | Wall mounted emergency eye wash station. The flow of water from the unit is activated by hand. Upon initiation of water flow the unit will operate hands free to provide streams of water to clear foreign particles or dilute caustic liquids from the eyes in emergency situations. Used in laboratories and areas of the hospital where employees are subject to foreign bodies or liquid material to the eyes.
P2451 | Valve, Mixing, Thermostatic, Eyewash | 1 | CC | Emergency tempering valve thermostatically mixes hot and cold water to provide a safe fluid supply for a single emergency eye/face wash with a flow rate of 10 gpm (38.8L)
P4700 | Sink, Mop, Molded Stone | 1 | CC | Mop service sink approximately 10"H x 36"W x 24"D. Also called a mop service basin and a mop receptor. Unit is made of molded stone and is a one piece item. It shall include a service faucet hose, hose bracket and mop hanger. Used in utility rooms for cleaning mops and floor cleaning equipment.
10 - INPATIENT (IP) SURGICAL / ENDOVASCULAR STAFF AND ADMINISTRATIVE AREA | 10 - INPATIENT (IP) SURGICAL / ENDOVASCULAR STAFF AND ADMINISTRATIVE AREA | 10 - INPATIENT (IP) SURGICAL / ENDOVASCULAR STAFF AND ADMINISTRATIVE AREA | 10 - INPATIENT (IP) SURGICAL / ENDOVASCULAR STAFF AND ADMINISTRATIVE AREA | 10 - INPATIENT (IP) SURGICAL / ENDOVASCULAR STAFF AND ADMINISTRATIVE AREA
1 - SS204 - IP Surgical Chief Office, Stff Sprt | 1 - SS204 - IP Surgical Chief Office, Stff Sprt | 1 - SS204 - IP Surgical Chief Office, Stff Sprt | 1 - SS204 - IP Surgical Chief Office, Stff Sprt | 1 - SS204 - IP Surgical Chief Office, Stff Sprt
JSN | NAME | QTY | ACQ/INS | DESCRIPTION
A1010 | Telecommunication Outlet | 2 | VV | Telecommunication outlet location.
A1015 | Telephone, Desk, Multiple Line | 1 | VV | Telephone, desk, multiple line.
A5145 | Hook, Garment, Double, SS, Surface Mounted | 1 | CC | A surface mounted, satin finish stainless steel, double garment hook. Equipped with a concealed mounting bracket that is secured to a concealed wall plate. For general purpose use throughout the facility to hang various items of apparel.
E0078 | Workstation, L-Shaped w/Peninsula, Free Std, 78x72 | 1 | VV | This section will provide a whole work station typical to quickly plan work areas in clinical or administrative spaces. There will be a price decrease if typical work stations are used with vertical hanging strips instead of panels. THIS TYPICAL INCLUDES: 4 standard solid panels; 2 panel connectors, 2-way corner; 1 panel-to-panel connector; 2 finished end hardware; 1 cantilevered work surface; 1 peninsula work surface; 2 lockable flipper units; 2 shelf, storage/display; 2 lights; 1 tack board, 48"W; 1 tool rail, 30"W; 1 paper tray; 1 diagonal tray; 1 adjustable keyboard tray; 1 mobile pedestal, box/file.
F0110 | Bookcase, 3 Shelf | 1 | VV | Freestanding open metal shelf book case, approximately 60" high X 36" wide X 18" deep with three (3) adjustable shelves and four (4) non-marking floor glides.
F0205 | Chair, Side With Arms | 2 | VV | Upholstered side chair, 32" high X 21" wide X 23" deep with arms, padded seats and padded backs. Seat height is a minimum of 17". Available with or without sled base.
F0275 | Chair, Swivel, High Back | 1 | VV | Highback contemporary swivel chair, 41" high X 23" wide X 23" deep with five (5) caster swivel base and arms. Chair may be used at desks or in conference rooms. Back and seat are foam padded and upholstered with either woven textile fabric or vinyl.
F0420 | Cabinet, Filing, Lateral, Half Height | 1 | VV | Half height two (2) or three (3) drawer lateral filing cabinet, 28" high X 42" wide X 18" deep with recessed handles, locking device and drawer label holders. Drawers are adaptable to either letter or legal size materials.
F2000 | Basket, Wastepaper, Fire Resistant | 1 | VV | Wastepaper basket, fire resistant, approximately 40 quart capacity. This unit is used to collect and temporarily store small quantities of paper refuse in patient rooms, administrative areas and nursing stations. Size and shape varies depending on the application and manufacturer selected.
F3200 | Clock, Battery, 12" Diameter | 1 | VV | Clock, 12" diameter. Round surface, easy to read numbers with sweep second hand. Wall mounted unit for use when impractical to install a fully synchronized clock system. Battery operated, (batteries not included).
M1801 | Computer, Microprocessing, w/Flat Panel Monitor | 1 | VV | Desk top microprocessing computer. The unit shall consist of a central processing mini tower, flat panel monitor, keyboard, mouse and speakers. The system shall have the following minimum characteristics: a 2.8 GHz Pentium processor; 512 MB memory; 80GB hard drive; 32/48x CD-ROMDVD combo; 1.44MB network interface card; video 32 MB NVIDIA; a 18 inch flat panel monitor. The computer is used throughout the facility to input, manipulate and retrieve information.
2 - SS204 - IP Endovascular Chief Office, Stff Sprt | 2 - SS204 - IP Endovascular Chief Office, Stff Sprt | 2 - SS204 - IP Endovascular Chief Office, Stff Sprt | 2 - SS204 - IP Endovascular Chief Office, Stff Sprt | 2 - SS204 - IP Endovascular Chief Office, Stff Sprt
JSN | NAME | QTY | ACQ/INS | DESCRIPTION
A1010 | Telecommunication Outlet | 2 | VV | Telecommunication outlet location.
A1015 | Telephone, Desk, Multiple Line | 1 | VV | Telephone, desk, multiple line.
A5145 | Hook, Garment, Double, SS, Surface Mounted | 1 | CC | A surface mounted, satin finish stainless steel, double garment hook. Equipped with a concealed mounting bracket that is secured to a concealed wall plate. For general purpose use throughout the facility to hang various items of apparel.
E0078 | Workstation, L-Shaped w/Peninsula, Free Std, 78x72 | 1 | VV | This section will provide a whole work station typical to quickly plan work areas in clinical or administrative spaces. There will be a price decrease if typical work stations are used with vertical hanging strips instead of panels. THIS TYPICAL INCLUDES: 4 standard solid panels; 2 panel connectors, 2-way corner; 1 panel-to-panel connector; 2 finished end hardware; 1 cantilevered work surface; 1 peninsula work surface; 2 lockable flipper units; 2 shelf, storage/display; 2 lights; 1 tack board, 48"W; 1 tool rail, 30"W; 1 paper tray; 1 diagonal tray; 1 adjustable keyboard tray; 1 mobile pedestal, box/file.
F0110 | Bookcase, 3 Shelf | 1 | VV | Freestanding open metal shelf book case, approximately 60" high X 36" wide X 18" deep with three (3) adjustable shelves and four (4) non-marking floor glides.
F0205 | Chair, Side With Arms | 2 | VV | Upholstered side chair, 32" high X 21" wide X 23" deep with arms, padded seats and padded backs. Seat height is a minimum of 17". Available with or without sled base.
F0275 | Chair, Swivel, High Back | 1 | VV | Highback contemporary swivel chair, 41" high X 23" wide X 23" deep with five (5) caster swivel base and arms. Chair may be used at desks or in conference rooms. Back and seat are foam padded and upholstered with either woven textile fabric or vinyl.
F0420 | Cabinet, Filing, Lateral, Half Height | 1 | VV | Half height two (2) or three (3) drawer lateral filing cabinet, 28" high X 42" wide X 18" deep with recessed handles, locking device and drawer label holders. Drawers are adaptable to either letter or legal size materials.
F2000 | Basket, Wastepaper, Fire Resistant | 1 | VV | Wastepaper basket, fire resistant, approximately 40 quart capacity. This unit is used to collect and temporarily store small quantities of paper refuse in patient rooms, administrative areas and nursing stations. Size and shape varies depending on the application and manufacturer selected.
F3200 | Clock, Battery, 12" Diameter | 1 | VV | Clock, 12" diameter. Round surface, easy to read numbers with sweep second hand. Wall mounted unit for use when impractical to install a fully synchronized clock system. Battery operated, (batteries not included).
M1801 | Computer, Microprocessing, w/Flat Panel Monitor | 1 | VV | Desk top microprocessing computer. The unit shall consist of a central processing mini tower, flat panel monitor, keyboard, mouse and speakers. The system shall have the following minimum characteristics: a 2.8 GHz Pentium processor; 512 MB memory; 80GB hard drive; 32/48x CD-ROMDVD combo; 1.44MB network interface card; video 32 MB NVIDIA; a 18 inch flat panel monitor. The computer is used throughout the facility to input, manipulate and retrieve information.
3 - SS204 - IP Surgical Assistant Chief Office, Stff Sprt | 3 - SS204 - IP Surgical Assistant Chief Office, Stff Sprt | 3 - SS204 - IP Surgical Assistant Chief Office, Stff Sprt | 3 - SS204 - IP Surgical Assistant Chief Office, Stff Sprt | 3 - SS204 - IP Surgical Assistant Chief Office, Stff Sprt
JSN | NAME | QTY | ACQ/INS | DESCRIPTION
A1010 | Telecommunication Outlet | 2 | VV | Telecommunication outlet location.
A1015 | Telephone, Desk, Multiple Line | 1 | VV | Telephone, desk, multiple line.
A5145 | Hook, Garment, Double, SS, Surface Mounted | 1 | CC | A surface mounted, satin finish stainless steel, double garment hook. Equipped with a concealed mounting bracket that is secured to a concealed wall plate. For general purpose use throughout the facility to hang various items of apparel.
E0078 | Workstation, L-Shaped w/Peninsula, Free Std, 78x72 | 1 | VV | This section will provide a whole work station typical to quickly plan work areas in clinical or administrative spaces. There will be a price decrease if typical work stations are used with vertical hanging strips instead of panels. THIS TYPICAL INCLUDES: 4 standard solid panels; 2 panel connectors, 2-way corner; 1 panel-to-panel connector; 2 finished end hardware; 1 cantilevered work surface; 1 peninsula work surface; 2 lockable flipper units; 2 shelf, storage/display; 2 lights; 1 tack board, 48"W; 1 tool rail, 30"W; 1 paper tray; 1 diagonal tray; 1 adjustable keyboard tray; 1 mobile pedestal, box/file.
F0110 | Bookcase, 3 Shelf | 1 | VV | Freestanding open metal shelf book case, approximately 60" high X 36" wide X 18" deep with three (3) adjustable shelves and four (4) non-marking floor glides.
F0205 | Chair, Side With Arms | 2 | VV | Upholstered side chair, 32" high X 21" wide X 23" deep with arms, padded seats and padded backs. Seat height is a minimum of 17". Available with or without sled base.
F0275 | Chair, Swivel, High Back | 1 | VV | Highback contemporary swivel chair, 41" high X 23" wide X 23" deep with five (5) caster swivel base and arms. Chair may be used at desks or in conference rooms. Back and seat are foam padded and upholstered with either woven textile fabric or vinyl.
F0420 | Cabinet, Filing, Lateral, Half Height | 1 | VV | Half height two (2) or three (3) drawer lateral filing cabinet, 28" high X 42" wide X 18" deep with recessed handles, locking device and drawer label holders. Drawers are adaptable to either letter or legal size materials.
F2000 | Basket, Wastepaper, Fire Resistant | 1 | VV | Wastepaper basket, fire resistant, approximately 40 quart capacity. This unit is used to collect and temporarily store small quantities of paper refuse in patient rooms, administrative areas and nursing stations. Size and shape varies depending on the application and manufacturer selected.
F3200 | Clock, Battery, 12" Diameter | 1 | VV | Clock, 12" diameter. Round surface, easy to read numbers with sweep second hand. Wall mounted unit for use when impractical to install a fully synchronized clock system. Battery operated, (batteries not included).
M1801 | Computer, Microprocessing, w/Flat Panel Monitor | 1 | VV | Desk top microprocessing computer. The unit shall consist of a central processing mini tower, flat panel monitor, keyboard, mouse and speakers. The system shall have the following minimum characteristics: a 2.8 GHz Pentium processor; 512 MB memory; 80GB hard drive; 32/48x CD-ROMDVD combo; 1.44MB network interface card; video 32 MB NVIDIA; a 18 inch flat panel monitor. The computer is used throughout the facility to input, manipulate and retrieve information.
4 - SS204 - IP Endovascular Assistant Chief Office, Stff Sprt | 4 - SS204 - IP Endovascular Assistant Chief Office, Stff Sprt | 4 - SS204 - IP Endovascular Assistant Chief Office, Stff Sprt | 4 - SS204 - IP Endovascular Assistant Chief Office, Stff Sprt | 4 - SS204 - IP Endovascular Assistant Chief Office, Stff Sprt
JSN | NAME | QTY | ACQ/INS | DESCRIPTION
A1010 | Telecommunication Outlet | 2 | VV | Telecommunication outlet location.
A1015 | Telephone, Desk, Multiple Line | 1 | VV | Telephone, desk, multiple line.
A5145 | Hook, Garment, Double, SS, Surface Mounted | 1 | CC | A surface mounted, satin finish stainless steel, double garment hook. Equipped with a concealed mounting bracket that is secured to a concealed wall plate. For general purpose use throughout the facility to hang various items of apparel.
E0078 | Workstation, L-Shaped w/Peninsula, Free Std, 78x72 | 1 | VV | This section will provide a whole work station typical to quickly plan work areas in clinical or administrative spaces. There will be a price decrease if typical work stations are used with vertical hanging strips instead of panels. THIS TYPICAL INCLUDES: 4 standard solid panels; 2 panel connectors, 2-way corner; 1 panel-to-panel connector; 2 finished end hardware; 1 cantilevered work surface; 1 peninsula work surface; 2 lockable flipper units; 2 shelf, storage/display; 2 lights; 1 tack board, 48"W; 1 tool rail, 30"W; 1 paper tray; 1 diagonal tray; 1 adjustable keyboard tray; 1 mobile pedestal, box/file.
F0110 | Bookcase, 3 Shelf | 1 | VV | Freestanding open metal shelf book case, approximately 60" high X 36" wide X 18" deep with three (3) adjustable shelves and four (4) non-marking floor glides.
F0205 | Chair, Side With Arms | 2 | VV | Upholstered side chair, 32" high X 21" wide X 23" deep with arms, padded seats and padded backs. Seat height is a minimum of 17". Available with or without sled base.
F0275 | Chair, Swivel, High Back | 1 | VV | Highback contemporary swivel chair, 41" high X 23" wide X 23" deep with five (5) caster swivel base and arms. Chair may be used at desks or in conference rooms. Back and seat are foam padded and upholstered with either woven textile fabric or vinyl.
F0420 | Cabinet, Filing, Lateral, Half Height | 1 | VV | Half height two (2) or three (3) drawer lateral filing cabinet, 28" high X 42" wide X 18" deep with recessed handles, locking device and drawer label holders. Drawers are adaptable to either letter or legal size materials.
F2000 | Basket, Wastepaper, Fire Resistant | 1 | VV | Wastepaper basket, fire resistant, approximately 40 quart capacity. This unit is used to collect and temporarily store small quantities of paper refuse in patient rooms, administrative areas and nursing stations. Size and shape varies depending on the application and manufacturer selected.
F3200 | Clock, Battery, 12" Diameter | 1 | VV | Clock, 12" diameter. Round surface, easy to read numbers with sweep second hand. Wall mounted unit for use when impractical to install a fully synchronized clock system. Battery operated, (batteries not included).
M1801 | Computer, Microprocessing, w/Flat Panel Monitor | 1 | VV | Desk top microprocessing computer. The unit shall consist of a central processing mini tower, flat panel monitor, keyboard, mouse and speakers. The system shall have the following minimum characteristics: a 2.8 GHz Pentium processor; 512 MB memory; 80GB hard drive; 32/48x CD-ROMDVD combo; 1.44MB network interface card; video 32 MB NVIDIA; a 18 inch flat panel monitor. The computer is used throughout the facility to input, manipulate and retrieve information.
5 - SS204 - IP Surgical / Endovascular Anesthesiology Chief Office, Stff Sprt | 5 - SS204 - IP Surgical / Endovascular Anesthesiology Chief Office, Stff Sprt | 5 - SS204 - IP Surgical / Endovascular Anesthesiology Chief Office, Stff Sprt | 5 - SS204 - IP Surgical / Endovascular Anesthesiology Chief Office, Stff Sprt | 5 - SS204 - IP Surgical / Endovascular Anesthesiology Chief Office, Stff Sprt
JSN | NAME | QTY | ACQ/INS | DESCRIPTION
A1010 | Telecommunication Outlet | 2 | VV | Telecommunication outlet location.
A1015 | Telephone, Desk, Multiple Line | 1 | VV | Telephone, desk, multiple line.
A5145 | Hook, Garment, Double, SS, Surface Mounted | 1 | CC | A surface mounted, satin finish stainless steel, double garment hook. Equipped with a concealed mounting bracket that is secured to a concealed wall plate. For general purpose use throughout the facility to hang various items of apparel.
E0078 | Workstation, L-Shaped w/Peninsula, Free Std, 78x72 | 1 | VV | This section will provide a whole work station typical to quickly plan work areas in clinical or administrative spaces. There will be a price decrease if typical work stations are used with vertical hanging strips instead of panels. THIS TYPICAL INCLUDES: 4 standard solid panels; 2 panel connectors, 2-way corner; 1 panel-to-panel connector; 2 finished end hardware; 1 cantilevered work surface; 1 peninsula work surface; 2 lockable flipper units; 2 shelf, storage/display; 2 lights; 1 tack board, 48"W; 1 tool rail, 30"W; 1 paper tray; 1 diagonal tray; 1 adjustable keyboard tray; 1 mobile pedestal, box/file.
F0110 | Bookcase, 3 Shelf | 1 | VV | Freestanding open metal shelf book case, approximately 60" high X 36" wide X 18" deep with three (3) adjustable shelves and four (4) non-marking floor glides.
F0205 | Chair, Side With Arms | 2 | VV | Upholstered side chair, 32" high X 21" wide X 23" deep with arms, padded seats and padded backs. Seat height is a minimum of 17". Available with or without sled base.
F0275 | Chair, Swivel, High Back | 1 | VV | Highback contemporary swivel chair, 41" high X 23" wide X 23" deep with five (5) caster swivel base and arms. Chair may be used at desks or in conference rooms. Back and seat are foam padded and upholstered with either woven textile fabric or vinyl.
F0420 | Cabinet, Filing, Lateral, Half Height | 1 | VV | Half height two (2) or three (3) drawer lateral filing cabinet, 28" high X 42" wide X 18" deep with recessed handles, locking device and drawer label holders. Drawers are adaptable to either letter or legal size materials.
F2000 | Basket, Wastepaper, Fire Resistant | 1 | VV | Wastepaper basket, fire resistant, approximately 40 quart capacity. This unit is used to collect and temporarily store small quantities of paper refuse in patient rooms, administrative areas and nursing stations. Size and shape varies depending on the application and manufacturer selected.
F3200 | Clock, Battery, 12" Diameter | 1 | VV | Clock, 12" diameter. Round surface, easy to read numbers with sweep second hand. Wall mounted unit for use when impractical to install a fully synchronized clock system. Battery operated, (batteries not included).
M1801 | Computer, Microprocessing, w/Flat Panel Monitor | 1 | VV | Desk top microprocessing computer. The unit shall consist of a central processing mini tower, flat panel monitor, keyboard, mouse and speakers. The system shall have the following minimum characteristics: a 2.8 GHz Pentium processor; 512 MB memory; 80GB hard drive; 32/48x CD-ROMDVD combo; 1.44MB network interface card; video 32 MB NVIDIA; a 18 inch flat panel monitor. The computer is used throughout the facility to input, manipulate and retrieve information.
6 - SS204 - IP Surgical / Endovascular Assistant Anesthesiology Chief Office, Stff Sprt | 6 - SS204 - IP Surgical / Endovascular Assistant Anesthesiology Chief Office, Stff Sprt | 6 - SS204 - IP Surgical / Endovascular Assistant Anesthesiology Chief Office, Stff Sprt | 6 - SS204 - IP Surgical / Endovascular Assistant Anesthesiology Chief Office, Stff Sprt | 6 - SS204 - IP Surgical / Endovascular Assistant Anesthesiology Chief Office, Stff Sprt
JSN | NAME | QTY | ACQ/INS | DESCRIPTION
A1010 | Telecommunication Outlet | 2 | VV | Telecommunication outlet location.
A1015 | Telephone, Desk, Multiple Line | 1 | VV | Telephone, desk, multiple line.
A5145 | Hook, Garment, Double, SS, Surface Mounted | 1 | CC | A surface mounted, satin finish stainless steel, double garment hook. Equipped with a concealed mounting bracket that is secured to a concealed wall plate. For general purpose use throughout the facility to hang various items of apparel.
E0078 | Workstation, L-Shaped w/Peninsula, Free Std, 78x72 | 1 | VV | This section will provide a whole work station typical to quickly plan work areas in clinical or administrative spaces. There will be a price decrease if typical work stations are used with vertical hanging strips instead of panels. THIS TYPICAL INCLUDES: 4 standard solid panels; 2 panel connectors, 2-way corner; 1 panel-to-panel connector; 2 finished end hardware; 1 cantilevered work surface; 1 peninsula work surface; 2 lockable flipper units; 2 shelf, storage/display; 2 lights; 1 tack board, 48"W; 1 tool rail, 30"W; 1 paper tray; 1 diagonal tray; 1 adjustable keyboard tray; 1 mobile pedestal, box/file.
F0110 | Bookcase, 3 Shelf | 1 | VV | Freestanding open metal shelf book case, approximately 60" high X 36" wide X 18" deep with three (3) adjustable shelves and four (4) non-marking floor glides.
F0205 | Chair, Side With Arms | 2 | VV | Upholstered side chair, 32" high X 21" wide X 23" deep with arms, padded seats and padded backs. Seat height is a minimum of 17". Available with or without sled base.
F0275 | Chair, Swivel, High Back | 1 | VV | Highback contemporary swivel chair, 41" high X 23" wide X 23" deep with five (5) caster swivel base and arms. Chair may be used at desks or in conference rooms. Back and seat are foam padded and upholstered with either woven textile fabric or vinyl.
F0420 | Cabinet, Filing, Lateral, Half Height | 1 | VV | Half height two (2) or three (3) drawer lateral filing cabinet, 28" high X 42" wide X 18" deep with recessed handles, locking device and drawer label holders. Drawers are adaptable to either letter or legal size materials.
F2000 | Basket, Wastepaper, Fire Resistant | 1 | VV | Wastepaper basket, fire resistant, approximately 40 quart capacity. This unit is used to collect and temporarily store small quantities of paper refuse in patient rooms, administrative areas and nursing stations. Size and shape varies depending on the application and manufacturer selected.
F3200 | Clock, Battery, 12" Diameter | 1 | VV | Clock, 12" diameter. Round surface, easy to read numbers with sweep second hand. Wall mounted unit for use when impractical to install a fully synchronized clock system. Battery operated, (batteries not included).
M1801 | Computer, Microprocessing, w/Flat Panel Monitor | 1 | VV | Desk top microprocessing computer. The unit shall consist of a central processing mini tower, flat panel monitor, keyboard, mouse and speakers. The system shall have the following minimum characteristics: a 2.8 GHz Pentium processor; 512 MB memory; 80GB hard drive; 32/48x CD-ROMDVD combo; 1.44MB network interface card; video 32 MB NVIDIA; a 18 inch flat panel monitor. The computer is used throughout the facility to input, manipulate and retrieve information.
7 - SS204 - IP Surgical / Endovascular OR Nurse Manager Office, Stff Sprt | 7 - SS204 - IP Surgical / Endovascular OR Nurse Manager Office, Stff Sprt | 7 - SS204 - IP Surgical / Endovascular OR Nurse Manager Office, Stff Sprt | 7 - SS204 - IP Surgical / Endovascular OR Nurse Manager Office, Stff Sprt | 7 - SS204 - IP Surgical / Endovascular OR Nurse Manager Office, Stff Sprt
JSN | NAME | QTY | ACQ/INS | DESCRIPTION
A1010 | Telecommunication Outlet | 2 | VV | Telecommunication outlet location.
A1015 | Telephone, Desk, Multiple Line | 1 | VV | Telephone, desk, multiple line.
A5145 | Hook, Garment, Double, SS, Surface Mounted | 1 | CC | A surface mounted, satin finish stainless steel, double garment hook. Equipped with a concealed mounting bracket that is secured to a concealed wall plate. For general purpose use throughout the facility to hang various items of apparel.
E0078 | Workstation, L-Shaped w/Peninsula, Free Std, 78x72 | 1 | VV | This section will provide a whole work station typical to quickly plan work areas in clinical or administrative spaces. There will be a price decrease if typical work stations are used with vertical hanging strips instead of panels. THIS TYPICAL INCLUDES: 4 standard solid panels; 2 panel connectors, 2-way corner; 1 panel-to-panel connector; 2 finished end hardware; 1 cantilevered work surface; 1 peninsula work surface; 2 lockable flipper units; 2 shelf, storage/display; 2 lights; 1 tack board, 48"W; 1 tool rail, 30"W; 1 paper tray; 1 diagonal tray; 1 adjustable keyboard tray; 1 mobile pedestal, box/file.
F0110 | Bookcase, 3 Shelf | 1 | VV | Freestanding open metal shelf book case, approximately 60" high X 36" wide X 18" deep with three (3) adjustable shelves and four (4) non-marking floor glides.
F0205 | Chair, Side With Arms | 2 | VV | Upholstered side chair, 32" high X 21" wide X 23" deep with arms, padded seats and padded backs. Seat height is a minimum of 17". Available with or without sled base.
F0275 | Chair, Swivel, High Back | 1 | VV | Highback contemporary swivel chair, 41" high X 23" wide X 23" deep with five (5) caster swivel base and arms. Chair may be used at desks or in conference rooms. Back and seat are foam padded and upholstered with either woven textile fabric or vinyl.
F0420 | Cabinet, Filing, Lateral, Half Height | 1 | VV | Half height two (2) or three (3) drawer lateral filing cabinet, 28" high X 42" wide X 18" deep with recessed handles, locking device and drawer label holders. Drawers are adaptable to either letter or legal size materials.
F2000 | Basket, Wastepaper, Fire Resistant | 1 | VV | Wastepaper basket, fire resistant, approximately 40 quart capacity. This unit is used to collect and temporarily store small quantities of paper refuse in patient rooms, administrative areas and nursing stations. Size and shape varies depending on the application and manufacturer selected.
F3200 | Clock, Battery, 12" Diameter | 1 | VV | Clock, 12" diameter. Round surface, easy to read numbers with sweep second hand. Wall mounted unit for use when impractical to install a fully synchronized clock system. Battery operated, (batteries not included).
M1801 | Computer, Microprocessing, w/Flat Panel Monitor | 1 | VV | Desk top microprocessing computer. The unit shall consist of a central processing mini tower, flat panel monitor, keyboard, mouse and speakers. The system shall have the following minimum characteristics: a 2.8 GHz Pentium processor; 512 MB memory; 80GB hard drive; 32/48x CD-ROMDVD combo; 1.44MB network interface card; video 32 MB NVIDIA; a 18 inch flat panel monitor. The computer is used throughout the facility to input, manipulate and retrieve information.
8 - SS204 - IP Surgical / Endovascular Nurse Anesthetist Office, Stff Sprt | 8 - SS204 - IP Surgical / Endovascular Nurse Anesthetist Office, Stff Sprt | 8 - SS204 - IP Surgical / Endovascular Nurse Anesthetist Office, Stff Sprt | 8 - SS204 - IP Surgical / Endovascular Nurse Anesthetist Office, Stff Sprt | 8 - SS204 - IP Surgical / Endovascular Nurse Anesthetist Office, Stff Sprt
JSN | NAME | QTY | ACQ/INS | DESCRIPTION
A1010 | Telecommunication Outlet | 2 | VV | Telecommunication outlet location.
A1015 | Telephone, Desk, Multiple Line | 1 | VV | Telephone, desk, multiple line.
A5145 | Hook, Garment, Double, SS, Surface Mounted | 1 | CC | A surface mounted, satin finish stainless steel, double garment hook. Equipped with a concealed mounting bracket that is secured to a concealed wall plate. For general purpose use throughout the facility to hang various items of apparel.
E0078 | Workstation, L-Shaped w/Peninsula, Free Std, 78x72 | 1 | VV | This section will provide a whole work station typical to quickly plan work areas in clinical or administrative spaces. There will be a price decrease if typical work stations are used with vertical hanging strips instead of panels. THIS TYPICAL INCLUDES: 4 standard solid panels; 2 panel connectors, 2-way corner; 1 panel-to-panel connector; 2 finished end hardware; 1 cantilevered work surface; 1 peninsula work surface; 2 lockable flipper units; 2 shelf, storage/display; 2 lights; 1 tack board, 48"W; 1 tool rail, 30"W; 1 paper tray; 1 diagonal tray; 1 adjustable keyboard tray; 1 mobile pedestal, box/file.
F0110 | Bookcase, 3 Shelf | 1 | VV | Freestanding open metal shelf book case, approximately 60" high X 36" wide X 18" deep with three (3) adjustable shelves and four (4) non-marking floor glides.
F0205 | Chair, Side With Arms | 2 | VV | Upholstered side chair, 32" high X 21" wide X 23" deep with arms, padded seats and padded backs. Seat height is a minimum of 17". Available with or without sled base.
F0275 | Chair, Swivel, High Back | 1 | VV | Highback contemporary swivel chair, 41" high X 23" wide X 23" deep with five (5) caster swivel base and arms. Chair may be used at desks or in conference rooms. Back and seat are foam padded and upholstered with either woven textile fabric or vinyl.
F0420 | Cabinet, Filing, Lateral, Half Height | 1 | VV | Half height two (2) or three (3) drawer lateral filing cabinet, 28" high X 42" wide X 18" deep with recessed handles, locking device and drawer label holders. Drawers are adaptable to either letter or legal size materials.
F2000 | Basket, Wastepaper, Fire Resistant | 1 | VV | Wastepaper basket, fire resistant, approximately 40 quart capacity. This unit is used to collect and temporarily store small quantities of paper refuse in patient rooms, administrative areas and nursing stations. Size and shape varies depending on the application and manufacturer selected.
F3200 | Clock, Battery, 12" Diameter | 1 | VV | Clock, 12" diameter. Round surface, easy to read numbers with sweep second hand. Wall mounted unit for use when impractical to install a fully synchronized clock system. Battery operated, (batteries not included).
M1801 | Computer, Microprocessing, w/Flat Panel Monitor | 1 | VV | Desk top microprocessing computer. The unit shall consist of a central processing mini tower, flat panel monitor, keyboard, mouse and speakers. The system shall have the following minimum characteristics: a 2.8 GHz Pentium processor; 512 MB memory; 80GB hard drive; 32/48x CD-ROMDVD combo; 1.44MB network interface card; video 32 MB NVIDIA; a 18 inch flat panel monitor. The computer is used throughout the facility to input, manipulate and retrieve information.
9 - SS204 - IP Surgical / Endovascular OR Coordinator Office, Stff Sprt | 9 - SS204 - IP Surgical / Endovascular OR Coordinator Office, Stff Sprt | 9 - SS204 - IP Surgical / Endovascular OR Coordinator Office, Stff Sprt | 9 - SS204 - IP Surgical / Endovascular OR Coordinator Office, Stff Sprt | 9 - SS204 - IP Surgical / Endovascular OR Coordinator Office, Stff Sprt
JSN | NAME | QTY | ACQ/INS | DESCRIPTION
A1010 | Telecommunication Outlet | 2 | VV | Telecommunication outlet location.
A1015 | Telephone, Desk, Multiple Line | 1 | VV | Telephone, desk, multiple line.
A5145 | Hook, Garment, Double, SS, Surface Mounted | 1 | CC | A surface mounted, satin finish stainless steel, double garment hook. Equipped with a concealed mounting bracket that is secured to a concealed wall plate. For general purpose use throughout the facility to hang various items of apparel.
E0078 | Workstation, L-Shaped w/Peninsula, Free Std, 78x72 | 1 | VV | This section will provide a whole work station typical to quickly plan work areas in clinical or administrative spaces. There will be a price decrease if typical work stations are used with vertical hanging strips instead of panels. THIS TYPICAL INCLUDES: 4 standard solid panels; 2 panel connectors, 2-way corner; 1 panel-to-panel connector; 2 finished end hardware; 1 cantilevered work surface; 1 peninsula work surface; 2 lockable flipper units; 2 shelf, storage/display; 2 lights; 1 tack board, 48"W; 1 tool rail, 30"W; 1 paper tray; 1 diagonal tray; 1 adjustable keyboard tray; 1 mobile pedestal, box/file.
F0110 | Bookcase, 3 Shelf | 1 | VV | Freestanding open metal shelf book case, approximately 60" high X 36" wide X 18" deep with three (3) adjustable shelves and four (4) non-marking floor glides.
F0205 | Chair, Side With Arms | 2 | VV | Upholstered side chair, 32" high X 21" wide X 23" deep with arms, padded seats and padded backs. Seat height is a minimum of 17". Available with or without sled base.
F0275 | Chair, Swivel, High Back | 1 | VV | Highback contemporary swivel chair, 41" high X 23" wide X 23" deep with five (5) caster swivel base and arms. Chair may be used at desks or in conference rooms. Back and seat are foam padded and upholstered with either woven textile fabric or vinyl.
F0420 | Cabinet, Filing, Lateral, Half Height | 1 | VV | Half height two (2) or three (3) drawer lateral filing cabinet, 28" high X 42" wide X 18" deep with recessed handles, locking device and drawer label holders. Drawers are adaptable to either letter or legal size materials.
F2000 | Basket, Wastepaper, Fire Resistant | 1 | VV | Wastepaper basket, fire resistant, approximately 40 quart capacity. This unit is used to collect and temporarily store small quantities of paper refuse in patient rooms, administrative areas and nursing stations. Size and shape varies depending on the application and manufacturer selected.
F3200 | Clock, Battery, 12" Diameter | 1 | VV | Clock, 12" diameter. Round surface, easy to read numbers with sweep second hand. Wall mounted unit for use when impractical to install a fully synchronized clock system. Battery operated, (batteries not included).
M1801 | Computer, Microprocessing, w/Flat Panel Monitor | 1 | VV | Desk top microprocessing computer. The unit shall consist of a central processing mini tower, flat panel monitor, keyboard, mouse and speakers. The system shall have the following minimum characteristics: a 2.8 GHz Pentium processor; 512 MB memory; 80GB hard drive; 32/48x CD-ROMDVD combo; 1.44MB network interface card; video 32 MB NVIDIA; a 18 inch flat panel monitor. The computer is used throughout the facility to input, manipulate and retrieve information.
10 - SS218 - IP Surgical / Endovascular Staff Surgeon Workstation, Stff Sprt | 10 - SS218 - IP Surgical / Endovascular Staff Surgeon Workstation, Stff Sprt | 10 - SS218 - IP Surgical / Endovascular Staff Surgeon Workstation, Stff Sprt | 10 - SS218 - IP Surgical / Endovascular Staff Surgeon Workstation, Stff Sprt | 10 - SS218 - IP Surgical / Endovascular Staff Surgeon Workstation, Stff Sprt
JSN | NAME | QTY | ACQ/INS | DESCRIPTION
A1010 | Telecommunication Outlet | 2 | VV | Telecommunication outlet location.
A1015 | Telephone, Desk, Multiple Line | 1 | VV | Telephone, desk, multiple line.
E0123 | Workstation, Straight, Free Standing, 72" W | 1 | VV | This JSN will provide a whole work station typical to quickly plan work in areas in clinical or administrative spaces. There will be a price decrease if typical work stations are used with vertical hanging strips instead of panels. THIS TYPICAL INCLUDES: 4 Standard Solid Panels 2 Panel Connectors, 2-Way Corner 1 Panel-to-Panel Connector 2 Finished End Hardware 1 Cantilevered, Work Surface 2 Lockable Flipper Units 2 Shelf, Storage/Displays 2 Lights 1 Tack board 1 Tool Rail 1 Paper Tray 1 Diagonal Tray 1 Adjustable Keyboard Tray 1 Mobile Pedestal, Box/File
F0275 | Chair, Swivel, High Back | 1 | VV | Highback contemporary swivel chair, 41" high X 23" wide X 23" deep with five (5) caster swivel base and arms. Chair may be used at desks or in conference rooms. Back and seat are foam padded and upholstered with either woven textile fabric or vinyl.
F0420 | Cabinet, Filing, Lateral, Half Height | 1 | VV | Half height two (2) or three (3) drawer lateral filing cabinet, 28" high X 42" wide X 18" deep with recessed handles, locking device and drawer label holders. Drawers are adaptable to either letter or legal size materials.
F2000 | Basket, Wastepaper, Fire Resistant | 1 | VV | Wastepaper basket, fire resistant, approximately 40 quart capacity. This unit is used to collect and temporarily store small quantities of paper refuse in patient rooms, administrative areas and nursing stations. Size and shape varies depending on the application and manufacturer selected.
M1801 | Computer, Microprocessing, w/Flat Panel Monitor | 1 | VV | Desk top microprocessing computer. The unit shall consist of a central processing mini tower, flat panel monitor, keyboard, mouse and speakers. The system shall have the following minimum characteristics: a 2.8 GHz Pentium processor; 512 MB memory; 80GB hard drive; 32/48x CD-ROMDVD combo; 1.44MB network interface card; video 32 MB NVIDIA; a 18 inch flat panel monitor. The computer is used throughout the facility to input, manipulate and retrieve information.
11 - SS218 - IP Surgical / Endovascular Scheduler Workstation, Stff Sprt | 11 - SS218 - IP Surgical / Endovascular Scheduler Workstation, Stff Sprt | 11 - SS218 - IP Surgical / Endovascular Scheduler Workstation, Stff Sprt | 11 - SS218 - IP Surgical / Endovascular Scheduler Workstation, Stff Sprt | 11 - SS218 - IP Surgical / Endovascular Scheduler Workstation, Stff Sprt
JSN | NAME | QTY | ACQ/INS | DESCRIPTION
A1010 | Telecommunication Outlet | 2 | VV | Telecommunication outlet location.
A1015 | Telephone, Desk, Multiple Line | 1 | VV | Telephone, desk, multiple line.
E0123 | Workstation, Straight, Free Standing, 72" W | 1 | VV | This JSN will provide a whole work station typical to quickly plan work in areas in clinical or administrative spaces. There will be a price decrease if typical work stations are used with vertical hanging strips instead of panels. THIS TYPICAL INCLUDES: 4 Standard Solid Panels 2 Panel Connectors, 2-Way Corner 1 Panel-to-Panel Connector 2 Finished End Hardware 1 Cantilevered, Work Surface 2 Lockable Flipper Units 2 Shelf, Storage/Displays 2 Lights 1 Tack board 1 Tool Rail 1 Paper Tray 1 Diagonal Tray 1 Adjustable Keyboard Tray 1 Mobile Pedestal, Box/File
F0275 | Chair, Swivel, High Back | 1 | VV | Highback contemporary swivel chair, 41" high X 23" wide X 23" deep with five (5) caster swivel base and arms. Chair may be used at desks or in conference rooms. Back and seat are foam padded and upholstered with either woven textile fabric or vinyl.
F0420 | Cabinet, Filing, Lateral, Half Height | 1 | VV | Half height two (2) or three (3) drawer lateral filing cabinet, 28" high X 42" wide X 18" deep with recessed handles, locking device and drawer label holders. Drawers are adaptable to either letter or legal size materials.
F2000 | Basket, Wastepaper, Fire Resistant | 1 | VV | Wastepaper basket, fire resistant, approximately 40 quart capacity. This unit is used to collect and temporarily store small quantities of paper refuse in patient rooms, administrative areas and nursing stations. Size and shape varies depending on the application and manufacturer selected.
M1801 | Computer, Microprocessing, w/Flat Panel Monitor | 1 | VV | Desk top microprocessing computer. The unit shall consist of a central processing mini tower, flat panel monitor, keyboard, mouse and speakers. The system shall have the following minimum characteristics: a 2.8 GHz Pentium processor; 512 MB memory; 80GB hard drive; 32/48x CD-ROMDVD combo; 1.44MB network interface card; video 32 MB NVIDIA; a 18 inch flat panel monitor. The computer is used throughout the facility to input, manipulate and retrieve information.
12 - SS204 - IP Surgical / Endovascular Administrative Officer (AO) Office, Stff Sprt | 12 - SS204 - IP Surgical / Endovascular Administrative Officer (AO) Office, Stff Sprt | 12 - SS204 - IP Surgical / Endovascular Administrative Officer (AO) Office, Stff Sprt | 12 - SS204 - IP Surgical / Endovascular Administrative Officer (AO) Office, Stff Sprt | 12 - SS204 - IP Surgical / Endovascular Administrative Officer (AO) Office, Stff Sprt
JSN | NAME | QTY | ACQ/INS | DESCRIPTION
A1010 | Telecommunication Outlet | 2 | VV | Telecommunication outlet location.
A1015 | Telephone, Desk, Multiple Line | 1 | VV | Telephone, desk, multiple line.
A5145 | Hook, Garment, Double, SS, Surface Mounted | 1 | CC | A surface mounted, satin finish stainless steel, double garment hook. Equipped with a concealed mounting bracket that is secured to a concealed wall plate. For general purpose use throughout the facility to hang various items of apparel.
E0078 | Workstation, L-Shaped w/Peninsula, Free Std, 78x72 | 1 | VV | This section will provide a whole work station typical to quickly plan work areas in clinical or administrative spaces. There will be a price decrease if typical work stations are used with vertical hanging strips instead of panels. THIS TYPICAL INCLUDES: 4 standard solid panels; 2 panel connectors, 2-way corner; 1 panel-to-panel connector; 2 finished end hardware; 1 cantilevered work surface; 1 peninsula work surface; 2 lockable flipper units; 2 shelf, storage/display; 2 lights; 1 tack board, 48"W; 1 tool rail, 30"W; 1 paper tray; 1 diagonal tray; 1 adjustable keyboard tray; 1 mobile pedestal, box/file.
F0110 | Bookcase, 3 Shelf | 1 | VV | Freestanding open metal shelf book case, approximately 60" high X 36" wide X 18" deep with three (3) adjustable shelves and four (4) non-marking floor glides.
F0205 | Chair, Side With Arms | 2 | VV | Upholstered side chair, 32" high X 21" wide X 23" deep with arms, padded seats and padded backs. Seat height is a minimum of 17". Available with or without sled base.
F0275 | Chair, Swivel, High Back | 1 | VV | Highback contemporary swivel chair, 41" high X 23" wide X 23" deep with five (5) caster swivel base and arms. Chair may be used at desks or in conference rooms. Back and seat are foam padded and upholstered with either woven textile fabric or vinyl.
F0420 | Cabinet, Filing, Lateral, Half Height | 1 | VV | Half height two (2) or three (3) drawer lateral filing cabinet, 28" high X 42" wide X 18" deep with recessed handles, locking device and drawer label holders. Drawers are adaptable to either letter or legal size materials.
F2000 | Basket, Wastepaper, Fire Resistant | 1 | VV | Wastepaper basket, fire resistant, approximately 40 quart capacity. This unit is used to collect and temporarily store small quantities of paper refuse in patient rooms, administrative areas and nursing stations. Size and shape varies depending on the application and manufacturer selected.
F3200 | Clock, Battery, 12" Diameter | 1 | VV | Clock, 12" diameter. Round surface, easy to read numbers with sweep second hand. Wall mounted unit for use when impractical to install a fully synchronized clock system. Battery operated, (batteries not included).
M1801 | Computer, Microprocessing, w/Flat Panel Monitor | 1 | VV | Desk top microprocessing computer. The unit shall consist of a central processing mini tower, flat panel monitor, keyboard, mouse and speakers. The system shall have the following minimum characteristics: a 2.8 GHz Pentium processor; 512 MB memory; 80GB hard drive; 32/48x CD-ROMDVD combo; 1.44MB network interface card; video 32 MB NVIDIA; a 18 inch flat panel monitor. The computer is used throughout the facility to input, manipulate and retrieve information.
13 - SS218 - IP Surgical / Endovascular Administration Support Workstation, Stff Sprt | 13 - SS218 - IP Surgical / Endovascular Administration Support Workstation, Stff Sprt | 13 - SS218 - IP Surgical / Endovascular Administration Support Workstation, Stff Sprt | 13 - SS218 - IP Surgical / Endovascular Administration Support Workstation, Stff Sprt | 13 - SS218 - IP Surgical / Endovascular Administration Support Workstation, Stff Sprt
JSN | NAME | QTY | ACQ/INS | DESCRIPTION
A1010 | Telecommunication Outlet | 2 | VV | Telecommunication outlet location.
A1015 | Telephone, Desk, Multiple Line | 1 | VV | Telephone, desk, multiple line.
E0123 | Workstation, Straight, Free Standing, 72" W | 1 | VV | This JSN will provide a whole work station typical to quickly plan work in areas in clinical or administrative spaces. There will be a price decrease if typical work stations are used with vertical hanging strips instead of panels. THIS TYPICAL INCLUDES: 4 Standard Solid Panels 2 Panel Connectors, 2-Way Corner 1 Panel-to-Panel Connector 2 Finished End Hardware 1 Cantilevered, Work Surface 2 Lockable Flipper Units 2 Shelf, Storage/Displays 2 Lights 1 Tack board 1 Tool Rail 1 Paper Tray 1 Diagonal Tray 1 Adjustable Keyboard Tray 1 Mobile Pedestal, Box/File
F0275 | Chair, Swivel, High Back | 1 | VV | Highback contemporary swivel chair, 41" high X 23" wide X 23" deep with five (5) caster swivel base and arms. Chair may be used at desks or in conference rooms. Back and seat are foam padded and upholstered with either woven textile fabric or vinyl.
F0420 | Cabinet, Filing, Lateral, Half Height | 1 | VV | Half height two (2) or three (3) drawer lateral filing cabinet, 28" high X 42" wide X 18" deep with recessed handles, locking device and drawer label holders. Drawers are adaptable to either letter or legal size materials.
F2000 | Basket, Wastepaper, Fire Resistant | 1 | VV | Wastepaper basket, fire resistant, approximately 40 quart capacity. This unit is used to collect and temporarily store small quantities of paper refuse in patient rooms, administrative areas and nursing stations. Size and shape varies depending on the application and manufacturer selected.
M1801 | Computer, Microprocessing, w/Flat Panel Monitor | 1 | VV | Desk top microprocessing computer. The unit shall consist of a central processing mini tower, flat panel monitor, keyboard, mouse and speakers. The system shall have the following minimum characteristics: a 2.8 GHz Pentium processor; 512 MB memory; 80GB hard drive; 32/48x CD-ROMDVD combo; 1.44MB network interface card; video 32 MB NVIDIA; a 18 inch flat panel monitor. The computer is used throughout the facility to input, manipulate and retrieve information.
14 - SS101 - IP Surgical / Endovascular Staff Conference Room, Educ Svc | 14 - SS101 - IP Surgical / Endovascular Staff Conference Room, Educ Svc | 14 - SS101 - IP Surgical / Endovascular Staff Conference Room, Educ Svc | 14 - SS101 - IP Surgical / Endovascular Staff Conference Room, Educ Svc | 14 - SS101 - IP Surgical / Endovascular Staff Conference Room, Educ Svc
JSN | NAME | QTY | ACQ/INS | DESCRIPTION
A1010 | Telecommunication Outlet | 1 | VV | Telecommunication outlet location.
A5212 | Bracket, Television, Wall-Mounted, Tilt/Angle | 1 | VV | A wall mounted, tilt/angled TV bracket for 37" to 80" TVs. Mount will be a universal and VESA compliant unit with a load capacity of up to 130 lbs.
A5220 | Bracket, Television, Wall Backing | 1 | CC | Wall mounted television bracket backing which provides additional support and strength for the installation of the television bracket. Option available for interior or exterior plate and sized for 12” 16” or 24” stud spacing.
A6046 | Artwork, Decorative, With Frame | 1 | VV | This JSN is to be used for determining and defining location of decorative artwork.
F0220 | Chair, Conference | 10 | VV | Conference chair designed to complement the executive furniture package selected. Foam rubber cushioned seats and backs covered with either woven fabric or vinyl. Base with 5 (five) swivel casters.
F0765 | Table, Folding / Nesting | 2 | VV | Folding table intended for a variety of uses. Designed with a flip top that allows tables to store nested to minimize needed storage space. Available in multiple laminate finish colors/patterns, bases, surface shapes (description and pricing based on a rectangle shape) and edge finish, . Available with leveling glides or casters (2 locking, 2 non-locking).
F2000 | Basket, Wastepaper, Fire Resistant | 1 | VV | Wastepaper basket, fire resistant, approximately 40 quart capacity. This unit is used to collect and temporarily store small quantities of paper refuse in patient rooms, administrative areas and nursing stations. Size and shape varies depending on the application and manufacturer selected.
F3200 | Clock, Battery, 12" Diameter | 1 | VV | Clock, 12" diameter. Round surface, easy to read numbers with sweep second hand. Wall mounted unit for use when impractical to install a fully synchronized clock system. Battery operated, (batteries not included).
M0512 | Television, HDTV, Large Screen, 60" | 1 | VV | A high definition (HDTV) multimedia, slim design, 60"W to 65"W color television. The TV will have a 16.9 wide screen aspect ratio with full HD 1080p resolution and HDMI connections. TV may be LED, Plasma or LCD. TV will include a stand.
15 - SS272 - IP Surgical / Endovascular Copy / Supply Room, Stff Sprt | 15 - SS272 - IP Surgical / Endovascular Copy / Supply Room, Stff Sprt | 15 - SS272 - IP Surgical / Endovascular Copy / Supply Room, Stff Sprt | 15 - SS272 - IP Surgical / Endovascular Copy / Supply Room, Stff Sprt | 15 - SS272 - IP Surgical / Endovascular Copy / Supply Room, Stff Sprt
JSN | NAME | QTY | ACQ/INS | DESCRIPTION
A1010 | Telecommunication Outlet | 2 | VV | Telecommunication outlet location.
A1012 | Telephone, Wall Mounted, 1 Line | 1 | VV | Telephone, wall mounted, 1 line.
F0465 | Cabinet, Storage, 2 Door, 5 Shelf | 1 | VV | Storage cabinet, 78" high X 48" wide X 24" deep with two (2) doors and five (5) adjustable shelves.
F0775 | Table, Work, 2 Drawer | 1 | VV | Work table approximately 32" high X 72" wide X 30" deep with two drawers and a hard wood top.
F2000 | Basket, Wastepaper, Fire Resistant | 1 | VV | Wastepaper basket, fire resistant, approximately 40 quart capacity. This unit is used to collect and temporarily store small quantities of paper refuse in patient rooms, administrative areas and nursing stations. Size and shape varies depending on the application and manufacturer selected.
F2550 | Shredder, Paper Heavy Duty | 1 | VV | Shredder shall be able to process a minimum of 25 sheets of paper per pass at a minimum rate of 20 feet per minute. The unit shall have a 16 inch throat to accept paper. Paper shall be shredded into 1/4 inch strips.
M1810 | Copier, Floor Standing, Digital | 1 | VV | Floor standing copier. Unit features automatic paper size selection, automatic document feeder and sorter. The system also has zoom capabilities and automatic two-sided copying. For use where medium volume reproduction is required in the range of 30 to 40 copies per minute.
M1835 | Printer, Color Laser, Large | 1 | VV | Color laser printer designed for high volume use and network capable. The printer shall be capable of printing a minimum of 25 pages per minute (ppm) of black print and 20 ppm color print. Resolution shall be no less than 600 X 600 dpi. It shall be capable of printing on multiple media types (plain, inkjet, photo paper and transparencies) and be capable of accepting media sizes of 3 X 5 to 8.5 X 14 inches. The printer is used in multi-user network offices.
16 - SB334 - IP Surgical / Endovascular Biomedical Engineer Workroom, Eng Svc | 16 - SB334 - IP Surgical / Endovascular Biomedical Engineer Workroom, Eng Svc | 16 - SB334 - IP Surgical / Endovascular Biomedical Engineer Workroom, Eng Svc | 16 - SB334 - IP Surgical / Endovascular Biomedical Engineer Workroom, Eng Svc | 16 - SB334 - IP Surgical / Endovascular Biomedical Engineer Workroom, Eng Svc
JSN | NAME | QTY | ACQ/INS | DESCRIPTION
A1010 | Telecommunication Outlet | 1 | VV | Telecommunication outlet location.
A1011 | Telephone, Desk, 1 Line | 1 | VV | Telephone, desk, 1 line.
F0230 | Chair, Drafting, Rotary | 1 | VV | Drafting chair approximately 47" high X 20" wide X 20" deep with rotary stool and a 5 (five) star base with casters. Padded seat and back. Foot ring adjusts with chair.
F2000 | Basket, Wastepaper, Fire Resistant | 1 | VV | Wastepaper basket, fire resistant, approximately 40 quart capacity. This unit is used to collect and temporarily store small quantities of paper refuse in patient rooms, administrative areas and nursing stations. Size and shape varies depending on the application and manufacturer selected.
M0750 | Flowmeter, Air, Connect w/50 PSI Supply | 1 | VV | Air flowmeter. Unit has a stainless steel needle valve with clear flowtube for connection to 50 PSI air outlet from central pipeline system. Requires the appropriate adapter for connection to the wall outlet and fitting to connect to tubing. Database prices reflect fittings with an attached DISS power outlet. Other outlet and adapter configurations are available.
M0755 | Flowmeter, Oxygen, Low Flow | 1 | VV | Oxygen flowmeter. Consists of a clear crystal flowtube calibrated to 3.5 or 8 LPM depending on manufacturer. For oxygen regulation in hospital settings. Database pricing includes DISS fitting and DISS power outlet and wall adapter. Other fitting and adapter configurations are available.
M0765 | Regulator, Vacuum | 1 | VV | Vacuum pressure regulator for connection to central piped vacuum system. Standard display scale is graduated at least from 0 to 200 mm Hg of vacuum. Displays on specialized regulators may cover other vacuum ranges. Regulator type (continuous, intermittent, continuous/intermittent, surgical, pediatric, thoracic, etc.) as required. To be used in delivery, neonatal, pediatrics or any area where suction is required. Database pricing reflects continuous regulators graduated to 200 mm Hg with a full line vacuum selection switch and DISS configured inlets and outlets.
M1801 | Computer, Microprocessing, w/Flat Panel Monitor | 1 | VV | Desk top microprocessing computer. The unit shall consist of a central processing mini tower, flat panel monitor, keyboard, mouse and speakers. The system shall have the following minimum characteristics: a 2.8 GHz Pentium processor; 512 MB memory; 80GB hard drive; 32/48x CD-ROMDVD combo; 1.44MB network interface card; video 32 MB NVIDIA; a 18 inch flat panel monitor. The computer is used throughout the facility to input, manipulate and retrieve information.
T0005 | Electrical Safety Analyzer | 1 | VV | Electrical safety analyzer. Characteristics/components include combining all lead connected ECG lead tests measuring individual lead leakage; AC/DC measurement; current consumption; automatic neutral-ground and power-ground resistance and volts. This unit is used for electrical safety testing, preventive maintenance programs and equipment repair. Battery powered models are available.
T0015 | Defibrillator Analyzer, Automatic, Portable | 1 | VV | Defibrillator analyzer. Characteristics/components include automatic and portable with direct reading; accurately verifies the output characteristics of all defibrillators while simulating the resistance of the human body; output energy measured in joules or watt seconds on two scales of 0-200.0 or 0-1000; output energy remains displayed until the reset button is depressed once the defibrillator is fired; and output jacks provided for oscilloscope connection to observe defibrillator pulse wave shape. Shall include the optional pacemaker testing module if required by the end user. Battery powered models are available.
T0801 | Workbench, Electric, Pedestal Base | 1 | VV | Electrical workbench approximately 34" H x 72" W x 36" D. Characteristics/components include butcher block maple top; with two drawer or door pedestals and an electronic riser wiring kit. This workbench is used in wood and metal workshops. Workbench is a mix and match construction and can be configured to end users needs.
T1000 | Cabinet, Tool, Mobile, With Mechanics Tool Chest | 1 | VV | Tool cabinet and chest. Characteristics/components include: a mobile tool cabinet with 5 inch casters; shall have a minimum of 7 tamper-proof drawers; and have an internal drawer locking system that prevents unintentional drawer openings. The mechanics tool chest shall be capable of sitting on top of the mobile tool cabinet. It shall have a minimum of 10 tamper-proof drawers and have an internal drawer locking system that prevents unintentional drawer opening. All drawers shall lock automatically when the lid is closed. Shall have a partitioned top till that holds the lift-out trays equipped with socket dividers.
17 - SS287 - IP Surgical / Endovascular On-Call Bedroom, Stff Sprt | 17 - SS287 - IP Surgical / Endovascular On-Call Bedroom, Stff Sprt | 17 - SS287 - IP Surgical / Endovascular On-Call Bedroom, Stff Sprt | 17 - SS287 - IP Surgical / Endovascular On-Call Bedroom, Stff Sprt | 17 - SS287 - IP Surgical / Endovascular On-Call Bedroom, Stff Sprt
JSN | NAME | QTY | ACQ/INS | DESCRIPTION
A1010 | Telecommunication Outlet | 1 | VV | Telecommunication outlet location.
A1015 | Telephone, Desk, Multiple Line | 1 | VV | Telephone, desk, multiple line.
A5145 | Hook, Garment, Double, SS, Surface Mounted | 1 | CC | A surface mounted, satin finish stainless steel, double garment hook. Equipped with a concealed mounting bracket that is secured to a concealed wall plate. For general purpose use throughout the facility to hang various items of apparel.
A5215 | Bracket, Television, Ceiling Mounted | 1 | CC | Ceiling mounted television bracket for flat panel LCD and Plasma screens. The bracket shall be a universal style mount with a load capacity of 200 pounds with adjustments of 0-15 degree tilt and 360 degree swivel. Shall be capable of accommodating various size units.
A6046 | Artwork, Decorative, With Frame | 1 | VV | This JSN is to be used for determining and defining location of decorative artwork.
C0025 | Cabinet, Wardrobe, 1 Door, 84x24x22 | 1 | CC | Wardrobe cabinet with a fixed shelf, clothing rod, and a solid or louvered right or left-hinged door (appropriate door hinge configuration to be indicated on the equipment elevation drawings), an optional locking door is available. Also referred to as a wardrobe case, unit or storage unit. Used for storage of clothing and personal items.
E0042 | Workcenter, Computer, Free Standing, 48" W | 1 | VV | THIS TYPICAL INCLUDES: 1 Tool Rail 2 Paper Tray 1 Diagonal Tray 1 Freestanding Work Surface 1 Mobile Pedestal, Box/File 1 Adjustable Keyboard Tray
F0280 | Chair, Swivel, Low Back | 1 | VV | Low back contemporary swivel chair, 37" high X 25" wide X 31" deep with a five (5) caster swivel base, arms and foam padded seat and back upholstered with either woven textile fabric or vinyl.
F0400 | Cabinet, Bedside, Door, Drawer | 1 | VV | Bedside cabinet for storage of both the patient's personal items and small patient support items. Approximately 31" high X 21" wide X 19" deep with one (1) drawer and one (1) closed storage closet. Drawer is removable so interior can be sanitized. May come in a 3 drawer version.
F2000 | Basket, Wastepaper, Fire Resistant | 1 | VV | Wastepaper basket, fire resistant, approximately 40 quart capacity. This unit is used to collect and temporarily store small quantities of paper refuse in patient rooms, administrative areas and nursing stations. Size and shape varies depending on the application and manufacturer selected.
F2405 | Bed, Non-medical, Single | 1 | VV | Single bed, approximately 18" high X 83" wide X 40" deep. Bed is used for non-inpatient stay activities (testing, visitor/staff sleeping).
F2420 | Lamp, Table, With Shade | 1 | VV | Table lamp, 27-34" high X 6" wide X 6" deep with linen shade. Convenience outlet required at point of use.
F3200 | Clock, Battery, 12" Diameter | 1 | VV | Clock, 12" diameter. Round surface, easy to read numbers with sweep second hand. Wall mounted unit for use when impractical to install a fully synchronized clock system. Battery operated, (batteries not included).
M0515 | Television, HD, 40" Class | 1 | VV | High definition (HDTV) multimedia flat panel LED 40" class display television. The TV will have a 16:9 wide screen aspect ratio, minimum of 1920 x 1080 display resolution, digital tuner, minimum refresh rate of 60Hz, minimum of two HDMI ports and 1 USB port ENERGY STAR certified.
M1801 | Computer, Microprocessing, w/Flat Panel Monitor | 1 | VV | Desk top microprocessing computer. The unit shall consist of a central processing mini tower, flat panel monitor, keyboard, mouse and speakers. The system shall have the following minimum characteristics: a 2.8 GHz Pentium processor; 512 MB memory; 80GB hard drive; 32/48x CD-ROMDVD combo; 1.44MB network interface card; video 32 MB NVIDIA; a 18 inch flat panel monitor. The computer is used throughout the facility to input, manipulate and retrieve information.
M7025 | Mattress, Bed, Hospital | 1 | VV | Hospital bed mattress. These mattresses are usually filled with multi-layered foam, wire coil innersprings, or a combination of both. Mattresses are made of a fire retardant material (to meet California standard) and are enclosed in waterproof anti-microbial covers. For hospital use.
18 - SB196 - IP Surgical / Endovascular On-Call Room Toilet / Shower, Bldg Sprt | 18 - SB196 - IP Surgical / Endovascular On-Call Room Toilet / Shower, Bldg Sprt | 18 - SB196 - IP Surgical / Endovascular On-Call Room Toilet / Shower, Bldg Sprt | 18 - SB196 - IP Surgical / Endovascular On-Call Room Toilet / Shower, Bldg Sprt | 18 - SB196 - IP Surgical / Endovascular On-Call Room Toilet / Shower, Bldg Sprt
JSN | NAME | QTY | ACQ/INS | DESCRIPTION
A1090 | Mirror, Float Glass, With SS Frame & Shelf | 1 | CC | A high quality 1/4" polished float glass mirror, approximately 36' H X 18' W framed in a one-piece, bright polished, stainless steel channel frame with 90° mitered corners and an integral stainless steel, stain finish, shelf. All edges of the mirror are protected by absorbing filler strips. Mirror has a galvanized steel back with integral horizontal hanging brackets and wall hanger for concealed mounting. For mounting above single wall mounted lavatories located in restroom areas, Doctor examination areas, offices, etc. May also be used above double lavatories, either wall or countertop mounted.
A5030 | Bench, Stall, Shower, Built In | 1 | CC | Shower bench; built-in. Eighteen (18) gauge stainless steel frame with anchors built-in into the wall. Size and shape as required.
A5075 | Dispenser, Soap, Disposable | 1 | VV | Disposable soap dispenser. One-handed dispensing operation. Designed to accommodate disposable soap cartridge and valve.
A5082 | Dispenser, Paper Towel, Sensor, Hands Free | 1 | CC | A surface mounted, sensor activated, automatic, roll paper towel dispenser. The unit dispenses a paper towel automatically only when hands are place in position below the dispenser for maximum sanitation and hygiene. May include adjustable settings for sheet length, time delay, and sensor range. Unit is battery operated or with optional AC power adapter.
A5090 | Disposal, Sanitary Napkin, SS, Surface Mounted | 1 | CC | A surface mounted, satin finish stainless steel, sanitary napkin disposal. Disposal features a flip-up cover, secured to the container by a heavy duty stainless steel piano-hinge. Disposal may be secured to wall or toilet partition. For general purpose use in female toilet stalls or rooms and uni-sex toilet rooms.
A5109 | Grab Bar, 1-1/4" Dia., SS, 2 Wall, W/C Accessible | 1 | CC | A 1-1/4" diameter, satin finish stainless steel, peened gripping surface, 2 wall toilet stall/ room, grab bar with concealed mounting flanges. Snap over flanges are provided to conceal mounting screws. A selection of mounting kits and concealed anchor devices are available from the manufacturers for different types of installations. Grab bar shall comply with barrier-free accessibility guidelines for structural strength. For typical water closet applications in toilet stalls and rooms where ADA (American's With Disabilities Act) requirements must be met.
A5110 | Grab Bar, 1-1/4" Dia., SS, 2 Wall, Shower Use | 1 | CC | A 1-1/4" diameter, satin finish stainless steel, peened gripping surface, 2 wall shower, grab bar with concealed mounting flanges. Snap over flanges are provided to conceal mounting screws. A selection of mounting kits and concealed anchor devices are available from the manufacturers for different types of installations. Grab bar shall comply with barrier-free accessibility guidelines for structural strength. For typical applications in shower stalls where ADA (American's With Disabilities Act) requirements must be met.
A5145 | Hook, Garment, Double, SS, Surface Mounted | 1 | CC | A surface mounted, satin finish stainless steel, double garment hook. Equipped with a concealed mounting bracket that is secured to a concealed wall plate. For general purpose use throughout the facility to hang various items of apparel.
A5170 | Rod, Shower Curtain, 1"Diameter, W/Curtain & Hooks | 1 | CC | A concealed mounted, 1" outside diameter, satin finish stainless steel, shower curtain rod with white vinyl shower curtain (72" H) and SS shower curtain hooks. Rod and curtain available in various widths. For general purpose use at shower stall or bathtub locations. Pricing based upon standard shower stall dimensions of 36" x 36" and a standard curtain height of 72".
A5200 | Dispenser, Toilet Tissue, SS, 2-Roll, Surface Mntd | 1 | CC | A concealed surface mounted, double roll, satin finish stainless steel, toilet tissue dispenser. Unit accommodates two standard-core toilet tissue rolls through 5" in diameter. Spindles are chrome plated plastic with a heavy-duty internal spring and turn freely for non-controlled delivery. For general purpose use in restrooms.
A5205 | Bar, Towel, 1" Diameter, SS, Surface Mounted | 1 | CC | A surface mounted, satin finish stainless steel, 1" diameter, towel bar. Support posts and flanges are one piece, chrome-plated, cast heavy brass with satin finish. Towel bar shall not rotate within support posts. Available in 18", 24" and 30" widths. For general purpose use in shower or bathtub rooms. Pricing based upon a suggested standard width of 18".
F2010 | Basket, Wastepaper, Step-On | 1 | VV | "Step-on" wastepaper basket with inner liner and foot petal activated flip top.
P3000 | Lavatory, Vitreous China, Straight Back | 1 | CC | Wall mounted, vitreous china lavatory (approximate bowl size 7"x15"x10") with: straight-front apron, straight or contoured back; faucet holes on 4" centers; gooseneck spout; wrist blade handles; and grid strainer. It shall be suitable for use in clinics, offices, washrooms or patient care areas.
P5040 | Shower, Single, Hand-Held | 1 | CC | A complete, barrier-free, single hand-held, personal shower system. The shower system includes: pressure balanced mixing valve with high temperature limit stop; personal hand shower; shower hose; wall supply; and slide bar. For general purpose use throughout the facility in shower stalls.
P9050 | Toilet, Wall Hung, Siphon Jet | 1 | CC | Siphon jet water closet/ toilet. This unit is wall hung with an elongated bowl, top spud flushometer, seat with open front and check hinge, and carrier. Used in restrooms throughout the health care facility.
19 - SC192 - IP Surgical / Endovascular Scrubs Distribution Alcove, Clncl Sprt | 19 - SC192 - IP Surgical / Endovascular Scrubs Distribution Alcove, Clncl Sprt | 19 - SC192 - IP Surgical / Endovascular Scrubs Distribution Alcove, Clncl Sprt | 19 - SC192 - IP Surgical / Endovascular Scrubs Distribution Alcove, Clncl Sprt | 19 - SC192 - IP Surgical / Endovascular Scrubs Distribution Alcove, Clncl Sprt
JSN | NAME | QTY | ACQ/INS | DESCRIPTION
M7300 | Dispenser, Garment, Scrubs | 1 | VV | A garment dispenser and receiver cabinet for dispensing scrub sets to customers. Dispenser holds approximately 64 sets of scrubs and accommodates 85 users per day with 2 refills per day. Garments are dispensed in sets by size to authorized personnel by use of hospital ID, bar code, magnetic strip or with keypad backup. Maintains control of scrub sets through usage reports and digital recording of returns.
20 - SS262 - IP Surgical / Endovascular Staff Breakroom, Stff Sprt | 20 - SS262 - IP Surgical / Endovascular Staff Breakroom, Stff Sprt | 20 - SS262 - IP Surgical / Endovascular Staff Breakroom, Stff Sprt | 20 - SS262 - IP Surgical / Endovascular Staff Breakroom, Stff Sprt | 20 - SS262 - IP Surgical / Endovascular Staff Breakroom, Stff Sprt
JSN | NAME | QTY | ACQ/INS | DESCRIPTION
A1010 | Telecommunication Outlet | 1 | VV | Telecommunication outlet location.
A1012 | Telephone, Wall Mounted, 1 Line | 1 | VV | Telephone, wall mounted, 1 line.
A1080 | Mirror, Posture, Wall Mounted | 1 | CC | Wall mounted posture mirror. Consists of a 1/4" plate glass in a sturdy corrosion resistant frame with water proof back. For educational and therapy programs.
A5075 | Dispenser, Soap, Disposable | 1 | VV | Disposable soap dispenser. One-handed dispensing operation. Designed to accommodate disposable soap cartridge and valve.
A5080 | Dispenser, Paper Towel, SS, Surface Mounted | 1 | CC | A surface mounted, satin finish stainless steel, single-fold, paper towel dispenser. Dispenser features: tumbler lock; front hinged at bottom; and refill indicator slot. Minimum capacity 400 single-fold paper towels. For general purpose use throughout the facility.
A5145 | Hook, Garment, Double, SS, Surface Mounted | 1 | CC | A surface mounted, satin finish stainless steel, double garment hook. Equipped with a concealed mounting bracket that is secured to a concealed wall plate. For general purpose use throughout the facility to hang various items of apparel.
A5210 | Bracket, Television, Wall Mounted, w/Adjust Arm | 1 | VV | Wall mounted television bracket with adjustable arm. Consists of movable arm with minimum 120 degree swivel. Designed for holding wall mounted, flat panel television units in patient rooms.
A5220 | Bracket, Television, Wall Backing | 1 | CC | Wall mounted television bracket backing which provides additional support and strength for the installation of the television bracket. Option available for interior or exterior plate and sized for 12” 16” or 24” stud spacing.
C02C0 | Cabinet, U/C/B, 1 Shelf, 1 Drawer, 1 DO, 36x24x22 | 1 | CC | Standing height under counter base cabinet with an adjustable shelf and a full width drawer above a solid right or left-hinged door (appropriate door hinge configuration to be indicated on equipment elevation drawings). Also referred to as a combination cabinet or a drawer and cupboard cabinet. For general purpose use throughout the facility.
C02D0 | Cabinet, U/C/B, 4 Drawer, 36x24x22 | 1 | CC | Standing height under counter base cabinet with four full width drawers of equal height. Also referred to as a drawer cabinet. For general purpose use throughout the facility.
C04P0 | Cabinet, Sink, U/C/B, 2 Door, 36x36x22 | 1 | CC | Standing height under counter base sink cabinet with solid hinged doors. Also referred to as a double-door sink cabinet. For general purpose use throughout the facility where a sink is to be used. Coordinate actual clear cabinet dimension with the actual outside dimension of sink that is specified to ensure that they are compatible.
CB020 | Cabinet, W/H, 2 Shelf, 1 DO, Sloping Top, 38x24x13 | 2 | CC | Wall hung cabinet with two adjustable shelves, solid right or left-hinged door (appropriate door hinge configuration to be indicated on equipment elevation drawings), and sloping top. Also referred to as a solid hinged single door case. For general purpose use throughout the facility.
CS010 | Sink, SS, Single Compartment, 7.5x12x12 ID | 1 | CC | Single compartment stainless steel sink, drop-in, self-rimming, ledge-type, connected with a drain and provided with a mixing faucet. It shall also be provided with pre-punched fixture holes on 4" center, integral back ledge to accommodate deck-mounted fixtures, brushed/polished interior and top surfaces, and sound deadened. Recommended for use in suspended or U/C/B sink cabinets having a high plastic laminate or Chemsurf laminate countertop/work surface. For general purpose use throughout the facility.
CT020 | Countertop, Solid Surface | 7 | CC | A solid, nonporous countertop with a smooth seamless appearance. Easy to clean and maintain and with proper cleaning does not support the growth of mold. An acrylic-based solid surface product. Standard thickness of 1", and a 4" butt backsplash/curb. Also referred to as a work surface or work top. Available in a choice of colors and depths. Used in lab and other hospital areas requiring optimum physical and chemical resisting properties.
F0225 | Chair, Dining Room | 4 | VV | Dining room chair with glides. Chair has straight legs with cushioned cloth or vinyl seat.
F0795 | Table, Dining | 1 | VV | Dining table. Round 42" diameter or square 42" X 42". Used in dining facilities and can comfortably seat up to four (4) persons.
F2015 | Basket, Wastepaper, Metal/Plastic,2 Swinging Doors | 1 | VV | Metal receptacle for soiled / used towels or waste. Equipped with a removable tapered top with two independently operating self-closing, spring hinged doors. Used in public facilities for the collection and temporary storage of refuse.
F3065 | Whiteboard/Bulletin Board, Combination | 1 | VV | A combination whiteboard and bulletin board, half LCS and half cork. Available with either aluminum or wood frame. It can be used in patient rooms or in any appropriate space in the facility.
F3200 | Clock, Battery, 12" Diameter | 1 | VV | Clock, 12" diameter. Round surface, easy to read numbers with sweep second hand. Wall mounted unit for use when impractical to install a fully synchronized clock system. Battery operated, (batteries not included).
K1552 | Brewer, Coffee, Auto, Elect, 3 Burner, Front/Back | 1 | VV | Space saving front to back automatic coffee maker. This unit includes a heating tank, connection for a cold water supply, decanter service with three burners, funnel and a water flow controller. The unit is used for semi-automatic coffee brewing in cafeterias and commercial institutions. The unit automatically shuts off the water flow when enough has passed through to fill the pot. The unit is normally provided plumbed with a hot water faucet to the side for making other hot drinks (tea, cider, cocoa, etc.). The database height dimension does not include the clearance for coffee decanters warming on the upper burners.
K4665 | Oven, Microwave, Consumer | 1 | VV | Counter mounted microwave oven for average duty use. The exterior cabinet can be metal or heavy duty impact resistant plastic. The oven delivers instant energy for rapid heating, defrosting or prime cooking. The oven has touch pad controls, digital timer, power level selector and preprogrammed selectors for commonly cooked items. This oven is commonly found in staff lounges.
M0515 | Television, HD, 40" Class | 1 | VV | High definition (HDTV) multimedia flat panel LED 40" class display television. The TV will have a 16:9 wide screen aspect ratio, minimum of 1920 x 1080 display resolution, digital tuner, minimum refresh rate of 60Hz, minimum of two HDMI ports and 1 USB port ENERGY STAR certified.
R7250 | Refrigerator/Freezer, 20 Cubic Feet | 1 | VV | Refrigerator/freezer unit. This type unit includes a food saver system that helps keep food fresher. It also includes roll out wheels and is equipped for an optional automatic icemaker. This unit is of commercial or residential design and use.
21 - SS232 - IP Surgical / Endovascular Female Staff Locker Room, Stff Sprt | 21 - SS232 - IP Surgical / Endovascular Female Staff Locker Room, Stff Sprt | 21 - SS232 - IP Surgical / Endovascular Female Staff Locker Room, Stff Sprt | 21 - SS232 - IP Surgical / Endovascular Female Staff Locker Room, Stff Sprt | 21 - SS232 - IP Surgical / Endovascular Female Staff Locker Room, Stff Sprt
JSN | NAME | QTY | ACQ/INS | DESCRIPTION
A1010 | Telecommunication Outlet | 1 | VV | Telecommunication outlet location.
A1012 | Telephone, Wall Mounted, 1 Line | 1 | VV | Telephone, wall mounted, 1 line.
A1040 | Locker, 2 Person, Side by Side, 72x15x18 | 8 | VV | Two person side by side locker. Steel unit. It consists of side by side compartments for hanging clothes and over/under compartments for hats, etc. Used for personal belongings storage.
A1080 | Mirror, Posture, Wall Mounted | 1 | CC | Wall mounted posture mirror. Consists of a 1/4" plate glass in a sturdy corrosion resistant frame with water proof back. For educational and therapy programs.
A5020 | Bench, Locker Room, Floor Mounted | 1 | CC | Locker room bench. Floor mounting -1-1/4" thick. Benches are sanded smooth with two coats of moisture-resistant sealer to ensure a protective, satin gloss surface, and mounted on strong steel pedestal anchored to the floor. Over all height of 18" includes pedestal. Size as required.
F2000 | Basket, Wastepaper, Fire Resistant | 1 | VV | Wastepaper basket, fire resistant, approximately 40 quart capacity. This unit is used to collect and temporarily store small quantities of paper refuse in patient rooms, administrative areas and nursing stations. Size and shape varies depending on the application and manufacturer selected.
F3200 | Clock, Battery, 12" Diameter | 1 | VV | Clock, 12" diameter. Round surface, easy to read numbers with sweep second hand. Wall mounted unit for use when impractical to install a fully synchronized clock system. Battery operated, (batteries not included).
22 - SB174 - IP Surgical / Endovascular Female Staff Toilet / Shower, Bldg Sprt | 22 - SB174 - IP Surgical / Endovascular Female Staff Toilet / Shower, Bldg Sprt | 22 - SB174 - IP Surgical / Endovascular Female Staff Toilet / Shower, Bldg Sprt | 22 - SB174 - IP Surgical / Endovascular Female Staff Toilet / Shower, Bldg Sprt | 22 - SB174 - IP Surgical / Endovascular Female Staff Toilet / Shower, Bldg Sprt
JSN | NAME | QTY | ACQ/INS | DESCRIPTION
A1067 | Mirror, Float Glass, ADA Accessible | 1 | CC | A high quality 1/4" polished float glass mirror with a stainless steel frame. Frame holds mirror in a tilted position for accessibility and compliance with ADA requirements. Mirror has a galvanized steel back secured to frame with concealed screws with integral horizontal hanging brackets. Mirror shall be approximately 18" wide and 36" high. Other sizes are available.
A5030 | Bench, Stall, Shower, Built In | 1 | CC | Shower bench; built-in. Eighteen (18) gauge stainless steel frame with anchors built-in into the wall. Size and shape as required.
A5075 | Dispenser, Soap, Disposable | 1 | VV | Disposable soap dispenser. One-handed dispensing operation. Designed to accommodate disposable soap cartridge and valve.
A5082 | Dispenser, Paper Towel, Sensor, Hands Free | 1 | CC | A surface mounted, sensor activated, automatic, roll paper towel dispenser. The unit dispenses a paper towel automatically only when hands are place in position below the dispenser for maximum sanitation and hygiene. May include adjustable settings for sheet length, time delay, and sensor range. Unit is battery operated or with optional AC power adapter.
A5090 | Disposal, Sanitary Napkin, SS, Surface Mounted | 1 | CC | A surface mounted, satin finish stainless steel, sanitary napkin disposal. Disposal features a flip-up cover, secured to the container by a heavy duty stainless steel piano-hinge. Disposal may be secured to wall or toilet partition. For general purpose use in female toilet stalls or rooms and uni-sex toilet rooms.
A5109 | Grab Bar, 1-1/4" Dia., SS, 2 Wall, W/C Accessible | 1 | CC | A 1-1/4" diameter, satin finish stainless steel, peened gripping surface, 2 wall toilet stall/ room, grab bar with concealed mounting flanges. Snap over flanges are provided to conceal mounting screws. A selection of mounting kits and concealed anchor devices are available from the manufacturers for different types of installations. Grab bar shall comply with barrier-free accessibility guidelines for structural strength. For typical water closet applications in toilet stalls and rooms where ADA (American's With Disabilities Act) requirements must be met.
A5110 | Grab Bar, 1-1/4" Dia., SS, 2 Wall, Shower Use | 1 | CC | A 1-1/4" diameter, satin finish stainless steel, peened gripping surface, 2 wall shower, grab bar with concealed mounting flanges. Snap over flanges are provided to conceal mounting screws. A selection of mounting kits and concealed anchor devices are available from the manufacturers for different types of installations. Grab bar shall comply with barrier-free accessibility guidelines for structural strength. For typical applications in shower stalls where ADA (American's With Disabilities Act) requirements must be met.
A5145 | Hook, Garment, Double, SS, Surface Mounted | 1 | CC | A surface mounted, satin finish stainless steel, double garment hook. Equipped with a concealed mounting bracket that is secured to a concealed wall plate. For general purpose use throughout the facility to hang various items of apparel.
A5170 | Rod, Shower Curtain, 1"Diameter, W/Curtain & Hooks | 1 | CC | A concealed mounted, 1" outside diameter, satin finish stainless steel, shower curtain rod with white vinyl shower curtain (72" H) and SS shower curtain hooks. Rod and curtain available in various widths. For general purpose use at shower stall or bathtub locations. Pricing based upon standard shower stall dimensions of 36" x 36" and a standard curtain height of 72".
A5175 | Soap Dish, With Bar, SS, Recessed | 1 | CC | A recessed mounted, satin finish stainless steel, soap dish with bar. Soap dish furnished with retaining lip and mounting clamp for installation in stud walls or countertop aprons. For general purpose use in shower stalls or at bathtub locations.
A5200 | Dispenser, Toilet Tissue, SS, 2-Roll, Surface Mntd | 1 | CC | A concealed surface mounted, double roll, satin finish stainless steel, toilet tissue dispenser. Unit accommodates two standard-core toilet tissue rolls through 5" in diameter. Spindles are chrome plated plastic with a heavy-duty internal spring and turn freely for non-controlled delivery. For general purpose use in restrooms.
A5205 | Bar, Towel, 1" Diameter, SS, Surface Mounted | 1 | CC | A surface mounted, satin finish stainless steel, 1" diameter, towel bar. Support posts and flanges are one piece, chrome-plated, cast heavy brass with satin finish. Towel bar shall not rotate within support posts. Available in 18", 24" and 30" widths. For general purpose use in shower or bathtub rooms. Pricing based upon a suggested standard width of 18".
CT020 | Countertop, Solid Surface | 1 | CC | A solid, nonporous countertop with a smooth seamless appearance. Easy to clean and maintain and with proper cleaning does not support the growth of mold. An acrylic-based solid surface product. Standard thickness of 1", and a 4" butt backsplash/curb. Also referred to as a work surface or work top. Available in a choice of colors and depths. Used in lab and other hospital areas requiring optimum physical and chemical resisting properties.
F2015 | Basket, Wastepaper, Metal/Plastic,2 Swinging Doors | 1 | VV | Metal receptacle for soiled / used towels or waste. Equipped with a removable tapered top with two independently operating self-closing, spring hinged doors. Used in public facilities for the collection and temporary storage of refuse.
P3070 | Lavatory, Vitreous China, Under or Counter Top Mtd | 1 | CC | An undercounter or countertop mounted vitreous china lavatory (approximate bowl size 6"x17"x14") with gooseneck spout, wrist blade handles, and grid drain. Counter top mounted lavatory to be self rimming with mounting kit provided. Undercounter lavatory to have unglazed rim with a mounting kit also provided. For general purpose use in vanity tops in public, patient and staff toilet rooms.
P5040 | Shower, Single, Hand-Held | 1 | CC | A complete, barrier-free, single hand-held, personal shower system. The shower system includes: pressure balanced mixing valve with high temperature limit stop; personal hand shower; shower hose; wall supply; and slide bar. For general purpose use throughout the facility in shower stalls.
P9050 | Toilet, Wall Hung, Siphon Jet | 1 | CC | Siphon jet water closet/ toilet. This unit is wall hung with an elongated bowl, top spud flushometer, seat with open front and check hinge, and carrier. Used in restrooms throughout the health care facility.
23 - SS241 - IP Surgical / Endovascular Male Staff Locker Room, Stff Sprt | 23 - SS241 - IP Surgical / Endovascular Male Staff Locker Room, Stff Sprt | 23 - SS241 - IP Surgical / Endovascular Male Staff Locker Room, Stff Sprt | 23 - SS241 - IP Surgical / Endovascular Male Staff Locker Room, Stff Sprt | 23 - SS241 - IP Surgical / Endovascular Male Staff Locker Room, Stff Sprt
JSN | NAME | QTY | ACQ/INS | DESCRIPTION
A1010 | Telecommunication Outlet | 1 | VV | Telecommunication outlet location.
A1012 | Telephone, Wall Mounted, 1 Line | 1 | VV | Telephone, wall mounted, 1 line.
A1030 | Locker, 2 Person, Over/Under | 8 | VV | Two person locker, double tier, 72Hx12Wx18D. This unit includes hooks for coats and hats. Door equipped with safety guard handles. Designed for storage of coats, hats, and other personal belongings. Other width and depths are available.
A1080 | Mirror, Posture, Wall Mounted | 1 | CC | Wall mounted posture mirror. Consists of a 1/4" plate glass in a sturdy corrosion resistant frame with water proof back. For educational and therapy programs.
A5020 | Bench, Locker Room, Floor Mounted | 1 | CC | Locker room bench. Floor mounting -1-1/4" thick. Benches are sanded smooth with two coats of moisture-resistant sealer to ensure a protective, satin gloss surface, and mounted on strong steel pedestal anchored to the floor. Over all height of 18" includes pedestal. Size as required.
F2000 | Basket, Wastepaper, Fire Resistant | 1 | VV | Wastepaper basket, fire resistant, approximately 40 quart capacity. This unit is used to collect and temporarily store small quantities of paper refuse in patient rooms, administrative areas and nursing stations. Size and shape varies depending on the application and manufacturer selected.
F3200 | Clock, Battery, 12" Diameter | 1 | VV | Clock, 12" diameter. Round surface, easy to read numbers with sweep second hand. Wall mounted unit for use when impractical to install a fully synchronized clock system. Battery operated, (batteries not included).
24 - SB185 - IP Surgical / Endovascular Male Staff Toilet / Shower, Bldg Sprt | 24 - SB185 - IP Surgical / Endovascular Male Staff Toilet / Shower, Bldg Sprt | 24 - SB185 - IP Surgical / Endovascular Male Staff Toilet / Shower, Bldg Sprt | 24 - SB185 - IP Surgical / Endovascular Male Staff Toilet / Shower, Bldg Sprt | 24 - SB185 - IP Surgical / Endovascular Male Staff Toilet / Shower, Bldg Sprt
JSN | NAME | QTY | ACQ/INS | DESCRIPTION
A1067 | Mirror, Float Glass, ADA Accessible | 1 | CC | A high quality 1/4" polished float glass mirror with a stainless steel frame. Frame holds mirror in a tilted position for accessibility and compliance with ADA requirements. Mirror has a galvanized steel back secured to frame with concealed screws with integral horizontal hanging brackets. Mirror shall be approximately 18" wide and 36" high. Other sizes are available.
A5030 | Bench, Stall, Shower, Built In | 1 | CC | Shower bench; built-in. Eighteen (18) gauge stainless steel frame with anchors built-in into the wall. Size and shape as required.
A5075 | Dispenser, Soap, Disposable | 1 | VV | Disposable soap dispenser. One-handed dispensing operation. Designed to accommodate disposable soap cartridge and valve.
A5082 | Dispenser, Paper Towel, Sensor, Hands Free | 1 | CC | A surface mounted, sensor activated, automatic, roll paper towel dispenser. The unit dispenses a paper towel automatically only when hands are place in position below the dispenser for maximum sanitation and hygiene. May include adjustable settings for sheet length, time delay, and sensor range. Unit is battery operated or with optional AC power adapter.
A5109 | Grab Bar, 1-1/4" Dia., SS, 2 Wall, W/C Accessible | 1 | CC | A 1-1/4" diameter, satin finish stainless steel, peened gripping surface, 2 wall toilet stall/ room, grab bar with concealed mounting flanges. Snap over flanges are provided to conceal mounting screws. A selection of mounting kits and concealed anchor devices are available from the manufacturers for different types of installations. Grab bar shall comply with barrier-free accessibility guidelines for structural strength. For typical water closet applications in toilet stalls and rooms where ADA (American's With Disabilities Act) requirements must be met.
A5110 | Grab Bar, 1-1/4" Dia., SS, 2 Wall, Shower Use | 1 | CC | A 1-1/4" diameter, satin finish stainless steel, peened gripping surface, 2 wall shower, grab bar with concealed mounting flanges. Snap over flanges are provided to conceal mounting screws. A selection of mounting kits and concealed anchor devices are available from the manufacturers for different types of installations. Grab bar shall comply with barrier-free accessibility guidelines for structural strength. For typical applications in shower stalls where ADA (American's With Disabilities Act) requirements must be met.
A5145 | Hook, Garment, Double, SS, Surface Mounted | 1 | CC | A surface mounted, satin finish stainless steel, double garment hook. Equipped with a concealed mounting bracket that is secured to a concealed wall plate. For general purpose use throughout the facility to hang various items of apparel.
A5170 | Rod, Shower Curtain, 1"Diameter, W/Curtain & Hooks | 1 | CC | A concealed mounted, 1" outside diameter, satin finish stainless steel, shower curtain rod with white vinyl shower curtain (72" H) and SS shower curtain hooks. Rod and curtain available in various widths. For general purpose use at shower stall or bathtub locations. Pricing based upon standard shower stall dimensions of 36" x 36" and a standard curtain height of 72".
A5175 | Soap Dish, With Bar, SS, Recessed | 1 | CC | A recessed mounted, satin finish stainless steel, soap dish with bar. Soap dish furnished with retaining lip and mounting clamp for installation in stud walls or countertop aprons. For general purpose use in shower stalls or at bathtub locations.
A5200 | Dispenser, Toilet Tissue, SS, 2-Roll, Surface Mntd | 1 | CC | A concealed surface mounted, double roll, satin finish stainless steel, toilet tissue dispenser. Unit accommodates two standard-core toilet tissue rolls through 5" in diameter. Spindles are chrome plated plastic with a heavy-duty internal spring and turn freely for non-controlled delivery. For general purpose use in restrooms.
A5205 | Bar, Towel, 1" Diameter, SS, Surface Mounted | 1 | CC | A surface mounted, satin finish stainless steel, 1" diameter, towel bar. Support posts and flanges are one piece, chrome-plated, cast heavy brass with satin finish. Towel bar shall not rotate within support posts. Available in 18", 24" and 30" widths. For general purpose use in shower or bathtub rooms. Pricing based upon a suggested standard width of 18".
CT020 | Countertop, Solid Surface | 1 | CC | A solid, nonporous countertop with a smooth seamless appearance. Easy to clean and maintain and with proper cleaning does not support the growth of mold. An acrylic-based solid surface product. Standard thickness of 1", and a 4" butt backsplash/curb. Also referred to as a work surface or work top. Available in a choice of colors and depths. Used in lab and other hospital areas requiring optimum physical and chemical resisting properties.
F2015 | Basket, Wastepaper, Metal/Plastic,2 Swinging Doors | 1 | VV | Metal receptacle for soiled / used towels or waste. Equipped with a removable tapered top with two independently operating self-closing, spring hinged doors. Used in public facilities for the collection and temporary storage of refuse.
P3070 | Lavatory, Vitreous China, Under or Counter Top Mtd | 1 | CC | An undercounter or countertop mounted vitreous china lavatory (approximate bowl size 6"x17"x14") with gooseneck spout, wrist blade handles, and grid drain. Counter top mounted lavatory to be self rimming with mounting kit provided. Undercounter lavatory to have unglazed rim with a mounting kit also provided. For general purpose use in vanity tops in public, patient and staff toilet rooms.
P5040 | Shower, Single, Hand-Held | 1 | CC | A complete, barrier-free, single hand-held, personal shower system. The shower system includes: pressure balanced mixing valve with high temperature limit stop; personal hand shower; shower hose; wall supply; and slide bar. For general purpose use throughout the facility in shower stalls.
P9050 | Toilet, Wall Hung, Siphon Jet | 1 | CC | Siphon jet water closet/ toilet. This unit is wall hung with an elongated bowl, top spud flushometer, seat with open front and check hinge, and carrier. Used in restrooms throughout the health care facility.
11 - INPATIENT (IP) SURGICAL / ENDOVASCULAR EDUCATION AREA | 11 - INPATIENT (IP) SURGICAL / ENDOVASCULAR EDUCATION AREA | 11 - INPATIENT (IP) SURGICAL / ENDOVASCULAR EDUCATION AREA | 11 - INPATIENT (IP) SURGICAL / ENDOVASCULAR EDUCATION AREA | 11 - INPATIENT (IP) SURGICAL / ENDOVASCULAR EDUCATION AREA
1 - SS204 - IP Surgical Residency Program Director Office, Stff Sprt | 1 - SS204 - IP Surgical Residency Program Director Office, Stff Sprt | 1 - SS204 - IP Surgical Residency Program Director Office, Stff Sprt | 1 - SS204 - IP Surgical Residency Program Director Office, Stff Sprt | 1 - SS204 - IP Surgical Residency Program Director Office, Stff Sprt
JSN | NAME | QTY | ACQ/INS | DESCRIPTION
A1010 | Telecommunication Outlet | 2 | VV | Telecommunication outlet location.
A1015 | Telephone, Desk, Multiple Line | 1 | VV | Telephone, desk, multiple line.
A5145 | Hook, Garment, Double, SS, Surface Mounted | 1 | CC | A surface mounted, satin finish stainless steel, double garment hook. Equipped with a concealed mounting bracket that is secured to a concealed wall plate. For general purpose use throughout the facility to hang various items of apparel.
E0078 | Workstation, L-Shaped w/Peninsula, Free Std, 78x72 | 1 | VV | This section will provide a whole work station typical to quickly plan work areas in clinical or administrative spaces. There will be a price decrease if typical work stations are used with vertical hanging strips instead of panels. THIS TYPICAL INCLUDES: 4 standard solid panels; 2 panel connectors, 2-way corner; 1 panel-to-panel connector; 2 finished end hardware; 1 cantilevered work surface; 1 peninsula work surface; 2 lockable flipper units; 2 shelf, storage/display; 2 lights; 1 tack board, 48"W; 1 tool rail, 30"W; 1 paper tray; 1 diagonal tray; 1 adjustable keyboard tray; 1 mobile pedestal, box/file.
F0110 | Bookcase, 3 Shelf | 1 | VV | Freestanding open metal shelf book case, approximately 60" high X 36" wide X 18" deep with three (3) adjustable shelves and four (4) non-marking floor glides.
F0205 | Chair, Side With Arms | 2 | VV | Upholstered side chair, 32" high X 21" wide X 23" deep with arms, padded seats and padded backs. Seat height is a minimum of 17". Available with or without sled base.
F0275 | Chair, Swivel, High Back | 1 | VV | Highback contemporary swivel chair, 41" high X 23" wide X 23" deep with five (5) caster swivel base and arms. Chair may be used at desks or in conference rooms. Back and seat are foam padded and upholstered with either woven textile fabric or vinyl.
F0420 | Cabinet, Filing, Lateral, Half Height | 1 | VV | Half height two (2) or three (3) drawer lateral filing cabinet, 28" high X 42" wide X 18" deep with recessed handles, locking device and drawer label holders. Drawers are adaptable to either letter or legal size materials.
F2000 | Basket, Wastepaper, Fire Resistant | 1 | VV | Wastepaper basket, fire resistant, approximately 40 quart capacity. This unit is used to collect and temporarily store small quantities of paper refuse in patient rooms, administrative areas and nursing stations. Size and shape varies depending on the application and manufacturer selected.
F3200 | Clock, Battery, 12" Diameter | 1 | VV | Clock, 12" diameter. Round surface, easy to read numbers with sweep second hand. Wall mounted unit for use when impractical to install a fully synchronized clock system. Battery operated, (batteries not included).
M1801 | Computer, Microprocessing, w/Flat Panel Monitor | 1 | VV | Desk top microprocessing computer. The unit shall consist of a central processing mini tower, flat panel monitor, keyboard, mouse and speakers. The system shall have the following minimum characteristics: a 2.8 GHz Pentium processor; 512 MB memory; 80GB hard drive; 32/48x CD-ROMDVD combo; 1.44MB network interface card; video 32 MB NVIDIA; a 18 inch flat panel monitor. The computer is used throughout the facility to input, manipulate and retrieve information.
2 - SS204 - IP Endovascular Residency Program Director Office, Stff Sprt | 2 - SS204 - IP Endovascular Residency Program Director Office, Stff Sprt | 2 - SS204 - IP Endovascular Residency Program Director Office, Stff Sprt | 2 - SS204 - IP Endovascular Residency Program Director Office, Stff Sprt | 2 - SS204 - IP Endovascular Residency Program Director Office, Stff Sprt
JSN | NAME | QTY | ACQ/INS | DESCRIPTION
A1010 | Telecommunication Outlet | 2 | VV | Telecommunication outlet location.
A1015 | Telephone, Desk, Multiple Line | 1 | VV | Telephone, desk, multiple line.
A5145 | Hook, Garment, Double, SS, Surface Mounted | 1 | CC | A surface mounted, satin finish stainless steel, double garment hook. Equipped with a concealed mounting bracket that is secured to a concealed wall plate. For general purpose use throughout the facility to hang various items of apparel.
E0078 | Workstation, L-Shaped w/Peninsula, Free Std, 78x72 | 1 | VV | This section will provide a whole work station typical to quickly plan work areas in clinical or administrative spaces. There will be a price decrease if typical work stations are used with vertical hanging strips instead of panels. THIS TYPICAL INCLUDES: 4 standard solid panels; 2 panel connectors, 2-way corner; 1 panel-to-panel connector; 2 finished end hardware; 1 cantilevered work surface; 1 peninsula work surface; 2 lockable flipper units; 2 shelf, storage/display; 2 lights; 1 tack board, 48"W; 1 tool rail, 30"W; 1 paper tray; 1 diagonal tray; 1 adjustable keyboard tray; 1 mobile pedestal, box/file.
F0110 | Bookcase, 3 Shelf | 1 | VV | Freestanding open metal shelf book case, approximately 60" high X 36" wide X 18" deep with three (3) adjustable shelves and four (4) non-marking floor glides.
F0205 | Chair, Side With Arms | 2 | VV | Upholstered side chair, 32" high X 21" wide X 23" deep with arms, padded seats and padded backs. Seat height is a minimum of 17". Available with or without sled base.
F0275 | Chair, Swivel, High Back | 1 | VV | Highback contemporary swivel chair, 41" high X 23" wide X 23" deep with five (5) caster swivel base and arms. Chair may be used at desks or in conference rooms. Back and seat are foam padded and upholstered with either woven textile fabric or vinyl.
F0420 | Cabinet, Filing, Lateral, Half Height | 1 | VV | Half height two (2) or three (3) drawer lateral filing cabinet, 28" high X 42" wide X 18" deep with recessed handles, locking device and drawer label holders. Drawers are adaptable to either letter or legal size materials.
F2000 | Basket, Wastepaper, Fire Resistant | 1 | VV | Wastepaper basket, fire resistant, approximately 40 quart capacity. This unit is used to collect and temporarily store small quantities of paper refuse in patient rooms, administrative areas and nursing stations. Size and shape varies depending on the application and manufacturer selected.
F3200 | Clock, Battery, 12" Diameter | 1 | VV | Clock, 12" diameter. Round surface, easy to read numbers with sweep second hand. Wall mounted unit for use when impractical to install a fully synchronized clock system. Battery operated, (batteries not included).
M1801 | Computer, Microprocessing, w/Flat Panel Monitor | 1 | VV | Desk top microprocessing computer. The unit shall consist of a central processing mini tower, flat panel monitor, keyboard, mouse and speakers. The system shall have the following minimum characteristics: a 2.8 GHz Pentium processor; 512 MB memory; 80GB hard drive; 32/48x CD-ROMDVD combo; 1.44MB network interface card; video 32 MB NVIDIA; a 18 inch flat panel monitor. The computer is used throughout the facility to input, manipulate and retrieve information.
3 - SS217 - IP Surgical Resident / Student Workstation, Stff Sprt | 3 - SS217 - IP Surgical Resident / Student Workstation, Stff Sprt | 3 - SS217 - IP Surgical Resident / Student Workstation, Stff Sprt | 3 - SS217 - IP Surgical Resident / Student Workstation, Stff Sprt | 3 - SS217 - IP Surgical Resident / Student Workstation, Stff Sprt
JSN | NAME | QTY | ACQ/INS | DESCRIPTION
A1010 | Telecommunication Outlet | 1 | VV | Telecommunication outlet location.
A1015 | Telephone, Desk, Multiple Line | 1 | VV | Telephone, desk, multiple line.
E0123 | Workstation, Straight, Free Standing, 72" W | 1 | VV | This JSN will provide a whole work station typical to quickly plan work in areas in clinical or administrative spaces. There will be a price decrease if typical work stations are used with vertical hanging strips instead of panels. THIS TYPICAL INCLUDES: 4 Standard Solid Panels 2 Panel Connectors, 2-Way Corner 1 Panel-to-Panel Connector 2 Finished End Hardware 1 Cantilevered, Work Surface 2 Lockable Flipper Units 2 Shelf, Storage/Displays 2 Lights 1 Tack board 1 Tool Rail 1 Paper Tray 1 Diagonal Tray 1 Adjustable Keyboard Tray 1 Mobile Pedestal, Box/File
F0275 | Chair, Swivel, High Back | 1 | VV | Highback contemporary swivel chair, 41" high X 23" wide X 23" deep with five (5) caster swivel base and arms. Chair may be used at desks or in conference rooms. Back and seat are foam padded and upholstered with either woven textile fabric or vinyl.
F0420 | Cabinet, Filing, Lateral, Half Height | 1 | VV | Half height two (2) or three (3) drawer lateral filing cabinet, 28" high X 42" wide X 18" deep with recessed handles, locking device and drawer label holders. Drawers are adaptable to either letter or legal size materials.
F2000 | Basket, Wastepaper, Fire Resistant | 1 | VV | Wastepaper basket, fire resistant, approximately 40 quart capacity. This unit is used to collect and temporarily store small quantities of paper refuse in patient rooms, administrative areas and nursing stations. Size and shape varies depending on the application and manufacturer selected.
M1801 | Computer, Microprocessing, w/Flat Panel Monitor | 1 | VV | Desk top microprocessing computer. The unit shall consist of a central processing mini tower, flat panel monitor, keyboard, mouse and speakers. The system shall have the following minimum characteristics: a 2.8 GHz Pentium processor; 512 MB memory; 80GB hard drive; 32/48x CD-ROMDVD combo; 1.44MB network interface card; video 32 MB NVIDIA; a 18 inch flat panel monitor. The computer is used throughout the facility to input, manipulate and retrieve information.
4 - SS217 - IP Endovascular Resident / Student Workstation, Stff Sprt | 4 - SS217 - IP Endovascular Resident / Student Workstation, Stff Sprt | 4 - SS217 - IP Endovascular Resident / Student Workstation, Stff Sprt | 4 - SS217 - IP Endovascular Resident / Student Workstation, Stff Sprt | 4 - SS217 - IP Endovascular Resident / Student Workstation, Stff Sprt
JSN | NAME | QTY | ACQ/INS | DESCRIPTION
A1010 | Telecommunication Outlet | 1 | VV | Telecommunication outlet location.
A1015 | Telephone, Desk, Multiple Line | 1 | VV | Telephone, desk, multiple line.
E0123 | Workstation, Straight, Free Standing, 72" W | 1 | VV | This JSN will provide a whole work station typical to quickly plan work in areas in clinical or administrative spaces. There will be a price decrease if typical work stations are used with vertical hanging strips instead of panels. THIS TYPICAL INCLUDES: 4 Standard Solid Panels 2 Panel Connectors, 2-Way Corner 1 Panel-to-Panel Connector 2 Finished End Hardware 1 Cantilevered, Work Surface 2 Lockable Flipper Units 2 Shelf, Storage/Displays 2 Lights 1 Tack board 1 Tool Rail 1 Paper Tray 1 Diagonal Tray 1 Adjustable Keyboard Tray 1 Mobile Pedestal, Box/File
F0275 | Chair, Swivel, High Back | 1 | VV | Highback contemporary swivel chair, 41" high X 23" wide X 23" deep with five (5) caster swivel base and arms. Chair may be used at desks or in conference rooms. Back and seat are foam padded and upholstered with either woven textile fabric or vinyl.
F0420 | Cabinet, Filing, Lateral, Half Height | 1 | VV | Half height two (2) or three (3) drawer lateral filing cabinet, 28" high X 42" wide X 18" deep with recessed handles, locking device and drawer label holders. Drawers are adaptable to either letter or legal size materials.
F2000 | Basket, Wastepaper, Fire Resistant | 1 | VV | Wastepaper basket, fire resistant, approximately 40 quart capacity. This unit is used to collect and temporarily store small quantities of paper refuse in patient rooms, administrative areas and nursing stations. Size and shape varies depending on the application and manufacturer selected.
M1801 | Computer, Microprocessing, w/Flat Panel Monitor | 1 | VV | Desk top microprocessing computer. The unit shall consist of a central processing mini tower, flat panel monitor, keyboard, mouse and speakers. The system shall have the following minimum characteristics: a 2.8 GHz Pentium processor; 512 MB memory; 80GB hard drive; 32/48x CD-ROMDVD combo; 1.44MB network interface card; video 32 MB NVIDIA; a 18 inch flat panel monitor. The computer is used throughout the facility to input, manipulate and retrieve information.
5 - SS111 - IP Surgical / Endovascular Resident Training Room, Educ Svc | 5 - SS111 - IP Surgical / Endovascular Resident Training Room, Educ Svc | 5 - SS111 - IP Surgical / Endovascular Resident Training Room, Educ Svc | 5 - SS111 - IP Surgical / Endovascular Resident Training Room, Educ Svc | 5 - SS111 - IP Surgical / Endovascular Resident Training Room, Educ Svc
JSN | NAME | QTY | ACQ/INS | DESCRIPTION
A1010 | Telecommunication Outlet | 3 | VV | Telecommunication outlet location.
F0115 | Bookcase, Open, 5 Shelf | 1 | VV | Freestanding open shelf bookcase, approximately 82" high X 37" wide X 18" deep with 5 (five) adjustable shelves. Unit can be separate or part of a system with available add-on shelving.
F0300 | Chair, Task, Swivel, With Arms | 6 | VV | Task chair, approximately 34" H X 26" W X 22" D with adjustable arms and a five caster adjustable swivel base. Seat and back are foam padded and upholstered in woven fabric or vinyl.
F0780 | Table, Work, 60W x 30D | 6 | VV | Work table approximately 29" high X 60" wide X 30" deep with top and four (4) non-folding legs.
F2000 | Basket, Wastepaper, Fire Resistant | 1 | VV | Wastepaper basket, fire resistant, approximately 40 quart capacity. This unit is used to collect and temporarily store small quantities of paper refuse in patient rooms, administrative areas and nursing stations. Size and shape varies depending on the application and manufacturer selected.
F3200 | Clock, Battery, 12" Diameter | 1 | VV | Clock, 12" diameter. Round surface, easy to read numbers with sweep second hand. Wall mounted unit for use when impractical to install a fully synchronized clock system. Battery operated, (batteries not included).
M1801 | Computer, Microprocessing, w/Flat Panel Monitor | 6 | VV | Desk top microprocessing computer. The unit shall consist of a central processing mini tower, flat panel monitor, keyboard, mouse and speakers. The system shall have the following minimum characteristics: a 2.8 GHz Pentium processor; 512 MB memory; 80GB hard drive; 32/48x CD-ROMDVD combo; 1.44MB network interface card; video 32 MB NVIDIA; a 18 inch flat panel monitor. The computer is used throughout the facility to input, manipulate and retrieve information.
12 - AMBULATORY SURGERY CENTER (ASC) RECEPTION AREA | 12 - AMBULATORY SURGERY CENTER (ASC) RECEPTION AREA | 12 - AMBULATORY SURGERY CENTER (ASC) RECEPTION AREA | 12 - AMBULATORY SURGERY CENTER (ASC) RECEPTION AREA | 12 - AMBULATORY SURGERY CENTER (ASC) RECEPTION AREA
1 - SB003 - ASC Waiting, Bldg Sprt | 1 - SB003 - ASC Waiting, Bldg Sprt | 1 - SB003 - ASC Waiting, Bldg Sprt | 1 - SB003 - ASC Waiting, Bldg Sprt | 1 - SB003 - ASC Waiting, Bldg Sprt
JSN | NAME | QTY | ACQ/INS | DESCRIPTION
A5077 | Dispenser, Hand Sanitizer, Hands-Free | 1 | VV | A touch free wall-mounted hand sanitizer dispenser. For use throughout a healthcare facility. Unit does not include the sanitizing liquid. Units are battery operated.
A6046 | Artwork, Decorative, With Frame | 1 | VV | This JSN is to be used for determining and defining location of decorative artwork.
F0206 | Chair, Side, Bariatric, With Arms | 1 | VV | A bariatric side chair with arms for use in a waiting room, lobby or other patient area. Chair will have a padded seat and back and have a capacity of 800 pounds.
F0305 | Chair, Waiting Room, Single | 1 | VV | Single seat waiting room chair with foam padded seat and back. Upholstered with either woven fabric textile or vinyl. Arms and floor glides included.
F2000 | Basket, Wastepaper, Fire Resistant | 1 | VV | Wastepaper basket, fire resistant, approximately 40 quart capacity. This unit is used to collect and temporarily store small quantities of paper refuse in patient rooms, administrative areas and nursing stations. Size and shape varies depending on the application and manufacturer selected.
F2300 | Rack, Magazine, Wall Mounted | 1 | VV | Wall mounted magazine rack with nine (9) magazine holding compartments.
F3200 | Clock, Battery, 12" Diameter | 1 | VV | Clock, 12" diameter. Round surface, easy to read numbers with sweep second hand. Wall mounted unit for use when impractical to install a fully synchronized clock system. Battery operated, (batteries not included).
2 - SB051 - ASC Family Waiting, Bldg Sprt | 2 - SB051 - ASC Family Waiting, Bldg Sprt | 2 - SB051 - ASC Family Waiting, Bldg Sprt | 2 - SB051 - ASC Family Waiting, Bldg Sprt | 2 - SB051 - ASC Family Waiting, Bldg Sprt
JSN | NAME | QTY | ACQ/INS | DESCRIPTION
A5077 | Dispenser, Hand Sanitizer, Hands-Free | 1 | VV | A touch free wall-mounted hand sanitizer dispenser. For use throughout a healthcare facility. Unit does not include the sanitizing liquid. Units are battery operated.
F0250 | Chair, Arm, Lounge Type | 1 | VV | Lounge chair approximately 33" high X 28" wide X 29" deep, with arms and floor glides. Chair completely padded and upholstered in either woven textile fabric or vinyl.
F0375 | Sofa, Upholstered | 1 | VV | Executive sofa with woven fabric textile or vinyl upholstery, foam padded arms, steel spring and foam rubber backs and seats, and floor glides.
F2000 | Basket, Wastepaper, Fire Resistant | 2 | VV | Wastepaper basket, fire resistant, approximately 40 quart capacity. This unit is used to collect and temporarily store small quantities of paper refuse in patient rooms, administrative areas and nursing stations. Size and shape varies depending on the application and manufacturer selected.
F3200 | Clock, Battery, 12" Diameter | 1 | VV | Clock, 12" diameter. Round surface, easy to read numbers with sweep second hand. Wall mounted unit for use when impractical to install a fully synchronized clock system. Battery operated, (batteries not included).
3 - SC183 - ASC Reception / Registration, Clncl Sprt | 3 - SC183 - ASC Reception / Registration, Clncl Sprt | 3 - SC183 - ASC Reception / Registration, Clncl Sprt | 3 - SC183 - ASC Reception / Registration, Clncl Sprt | 3 - SC183 - ASC Reception / Registration, Clncl Sprt
JSN | NAME | QTY | ACQ/INS | DESCRIPTION
A1015 | Telephone, Desk, Multiple Line | 1 | VV | Telephone, desk, multiple line.
A6105 | Counter, Reception Control, Built-In | 1 | CC | Counter, control, inpatient, built-in. Consists of two 18” wide base cabinets with two drawers and file drawer, two 30” wide pencil drawers and two 18” wide base cabinet with four drawers. The countertop shall be a composition of wood particle core with plastic laminate surface having a hard smooth surface finish, standard thickness of 1” and a 4” butt backsplash/curb. Pricing based on a 30" depth.
F0275 | Chair, Swivel, High Back | 1 | VV | Highback contemporary swivel chair, 41" high X 23" wide X 23" deep with five (5) caster swivel base and arms. Chair may be used at desks or in conference rooms. Back and seat are foam padded and upholstered with either woven textile fabric or vinyl.
F2000 | Basket, Wastepaper, Fire Resistant | 1 | VV | Wastepaper basket, fire resistant, approximately 40 quart capacity. This unit is used to collect and temporarily store small quantities of paper refuse in patient rooms, administrative areas and nursing stations. Size and shape varies depending on the application and manufacturer selected.
M1801 | Computer, Microprocessing, w/Flat Panel Monitor | 1 | VV | Desk top microprocessing computer. The unit shall consist of a central processing mini tower, flat panel monitor, keyboard, mouse and speakers. The system shall have the following minimum characteristics: a 2.8 GHz Pentium processor; 512 MB memory; 80GB hard drive; 32/48x CD-ROMDVD combo; 1.44MB network interface card; video 32 MB NVIDIA; a 18 inch flat panel monitor. The computer is used throughout the facility to input, manipulate and retrieve information.
4 - SC165 - ASC Patient Check-in Kiosk, Clncl Sprt | 4 - SC165 - ASC Patient Check-in Kiosk, Clncl Sprt | 4 - SC165 - ASC Patient Check-in Kiosk, Clncl Sprt | 4 - SC165 - ASC Patient Check-in Kiosk, Clncl Sprt | 4 - SC165 - ASC Patient Check-in Kiosk, Clncl Sprt
JSN | NAME | QTY | ACQ/INS | DESCRIPTION
M1890 | Kiosk, Educational, Stand-Up | 1 | VV | A free standing Kiosk providing educational information for patients. The kiosk will, as a minimum, include a computer, an LCD display of approximately 19" with a touch screen, keyboard with track ball, speakers, printer, card reader, bar code scanner and housed in a durable steel enclosure. The unit will contain all necessary software packages to satisfy a wide spectrum of information distribution. Final configuration of kiosk will be determined at time of purchase.
5 - SB191 - ASC Visitor Toilet, Bldg Sprt | 5 - SB191 - ASC Visitor Toilet, Bldg Sprt | 5 - SB191 - ASC Visitor Toilet, Bldg Sprt | 5 - SB191 - ASC Visitor Toilet, Bldg Sprt | 5 - SB191 - ASC Visitor Toilet, Bldg Sprt
JSN | NAME | QTY | ACQ/INS | DESCRIPTION
A1067 | Mirror, Float Glass, ADA Accessible | 1 | CC | A high quality 1/4" polished float glass mirror with a stainless steel frame. Frame holds mirror in a tilted position for accessibility and compliance with ADA requirements. Mirror has a galvanized steel back secured to frame with concealed screws with integral horizontal hanging brackets. Mirror shall be approximately 18" wide and 36" high. Other sizes are available.
A4995 | Table, Diaper Changing, Wall Mounted | 1 | CC | Wall mounted diaper changing table for use in public restrooms. Unit is a fold down system that folds upward when not in use for minimal intrusion into the room. Changing surface is contoured and has safety belt to insure that an infant will not fall from the table. Table is designed to hold no less than 250 pounds static weight. Closed dimensions are approximately 21" H x 36" W x 5" D. Open dimensions vary according to style. One system's open dimensions are 15 " high, 32" wide and 19" deep.
A5075 | Dispenser, Soap, Disposable | 1 | VV | Disposable soap dispenser. One-handed dispensing operation. Designed to accommodate disposable soap cartridge and valve.
A5082 | Dispenser, Paper Towel, Sensor, Hands Free | 1 | CC | A surface mounted, sensor activated, automatic, roll paper towel dispenser. The unit dispenses a paper towel automatically only when hands are place in position below the dispenser for maximum sanitation and hygiene. May include adjustable settings for sheet length, time delay, and sensor range. Unit is battery operated or with optional AC power adapter.
A5090 | Disposal, Sanitary Napkin, SS, Surface Mounted | 1 | CC | A surface mounted, satin finish stainless steel, sanitary napkin disposal. Disposal features a flip-up cover, secured to the container by a heavy duty stainless steel piano-hinge. Disposal may be secured to wall or toilet partition. For general purpose use in female toilet stalls or rooms and uni-sex toilet rooms.
A5109 | Grab Bar, 1-1/4" Dia., SS, 2 Wall, W/C Accessible | 1 | CC | A 1-1/4" diameter, satin finish stainless steel, peened gripping surface, 2 wall toilet stall/ room, grab bar with concealed mounting flanges. Snap over flanges are provided to conceal mounting screws. A selection of mounting kits and concealed anchor devices are available from the manufacturers for different types of installations. Grab bar shall comply with barrier-free accessibility guidelines for structural strength. For typical water closet applications in toilet stalls and rooms where ADA (American's With Disabilities Act) requirements must be met.
A5145 | Hook, Garment, Double, SS, Surface Mounted | 1 | CC | A surface mounted, satin finish stainless steel, double garment hook. Equipped with a concealed mounting bracket that is secured to a concealed wall plate. For general purpose use throughout the facility to hang various items of apparel.
A5200 | Dispenser, Toilet Tissue, SS, 2-Roll, Surface Mntd | 1 | CC | A concealed surface mounted, double roll, satin finish stainless steel, toilet tissue dispenser. Unit accommodates two standard-core toilet tissue rolls through 5" in diameter. Spindles are chrome plated plastic with a heavy-duty internal spring and turn freely for non-controlled delivery. For general purpose use in restrooms.
F2010 | Basket, Wastepaper, Step-On | 1 | VV | "Step-on" wastepaper basket with inner liner and foot petal activated flip top.
P3200 | Lavatory, Vitreous China, Slab Type w/Sens Op Fauc | 1 | CC | Wall mounted, slab type, vitreous china, lavatory (approximately 7 x 15 x 10 inches) with faucet holes on 4 inch centers; electronic sensor operated, goose neck spout and grid strainer. It shall be suitable for use in clinics, offices and patient care areas.
P9050 | Toilet, Wall Hung, Siphon Jet | 1 | CC | Siphon jet water closet/ toilet. This unit is wall hung with an elongated bowl, top spud flushometer, seat with open front and check hinge, and carrier. Used in restrooms throughout the health care facility.
6 - SB136 - ASC Family Toilet, Bldg Sprt | 6 - SB136 - ASC Family Toilet, Bldg Sprt | 6 - SB136 - ASC Family Toilet, Bldg Sprt | 6 - SB136 - ASC Family Toilet, Bldg Sprt | 6 - SB136 - ASC Family Toilet, Bldg Sprt
JSN | NAME | QTY | ACQ/INS | DESCRIPTION
A1067 | Mirror, Float Glass, ADA Accessible | 1 | CC | A high quality 1/4" polished float glass mirror with a stainless steel frame. Frame holds mirror in a tilted position for accessibility and compliance with ADA requirements. Mirror has a galvanized steel back secured to frame with concealed screws with integral horizontal hanging brackets. Mirror shall be approximately 18" wide and 36" high. Other sizes are available.
A4995 | Table, Diaper Changing, Wall Mounted | 1 | CC | Wall mounted diaper changing table for use in public restrooms. Unit is a fold down system that folds upward when not in use for minimal intrusion into the room. Changing surface is contoured and has safety belt to insure that an infant will not fall from the table. Table is designed to hold no less than 250 pounds static weight. Closed dimensions are approximately 21" H x 36" W x 5" D. Open dimensions vary according to style. One system's open dimensions are 15 " high, 32" wide and 19" deep.
A5075 | Dispenser, Soap, Disposable | 1 | VV | Disposable soap dispenser. One-handed dispensing operation. Designed to accommodate disposable soap cartridge and valve.
A5082 | Dispenser, Paper Towel, Sensor, Hands Free | 1 | CC | A surface mounted, sensor activated, automatic, roll paper towel dispenser. The unit dispenses a paper towel automatically only when hands are place in position below the dispenser for maximum sanitation and hygiene. May include adjustable settings for sheet length, time delay, and sensor range. Unit is battery operated or with optional AC power adapter.
A5090 | Disposal, Sanitary Napkin, SS, Surface Mounted | 1 | CC | A surface mounted, satin finish stainless steel, sanitary napkin disposal. Disposal features a flip-up cover, secured to the container by a heavy duty stainless steel piano-hinge. Disposal may be secured to wall or toilet partition. For general purpose use in female toilet stalls or rooms and uni-sex toilet rooms.
A5109 | Grab Bar, 1-1/4" Dia., SS, 2 Wall, W/C Accessible | 1 | CC | A 1-1/4" diameter, satin finish stainless steel, peened gripping surface, 2 wall toilet stall/ room, grab bar with concealed mounting flanges. Snap over flanges are provided to conceal mounting screws. A selection of mounting kits and concealed anchor devices are available from the manufacturers for different types of installations. Grab bar shall comply with barrier-free accessibility guidelines for structural strength. For typical water closet applications in toilet stalls and rooms where ADA (American's With Disabilities Act) requirements must be met.
A5145 | Hook, Garment, Double, SS, Surface Mounted | 1 | CC | A surface mounted, satin finish stainless steel, double garment hook. Equipped with a concealed mounting bracket that is secured to a concealed wall plate. For general purpose use throughout the facility to hang various items of apparel.
A5200 | Dispenser, Toilet Tissue, SS, 2-Roll, Surface Mntd | 1 | CC | A concealed surface mounted, double roll, satin finish stainless steel, toilet tissue dispenser. Unit accommodates two standard-core toilet tissue rolls through 5" in diameter. Spindles are chrome plated plastic with a heavy-duty internal spring and turn freely for non-controlled delivery. For general purpose use in restrooms.
CT025 | Countertop, Solid Surface with Sink Combination | 1 | CC | A solid, nonporous countertop approximately 36"W x 22"D with a undercounter sink combination. The countertop is an acrylic-based solid surface product with a standard thickness of 1", and a 4" butt backsplash/curb. Surfaces will be easy to clean and maintain. Also referred to as a work surface or work top with sink. Available in a choice of colors, depths and sink shapes. Used for various applications in patient rooms, restrooms and throughout the facility. Usually a part of a casework interior design program. Unit does not include the drain and faucet.
F2015 | Basket, Wastepaper, Metal/Plastic,2 Swinging Doors | 1 | VV | Metal receptacle for soiled / used towels or waste. Equipped with a removable tapered top with two independently operating self-closing, spring hinged doors. Used in public facilities for the collection and temporary storage of refuse.
P9050 | Toilet, Wall Hung, Siphon Jet | 1 | CC | Siphon jet water closet/ toilet. This unit is wall hung with an elongated bowl, top spud flushometer, seat with open front and check hinge, and carrier. Used in restrooms throughout the health care facility.
7 - SC170 - ASC Patient Education Kiosk, Clncl Sprt | 7 - SC170 - ASC Patient Education Kiosk, Clncl Sprt | 7 - SC170 - ASC Patient Education Kiosk, Clncl Sprt | 7 - SC170 - ASC Patient Education Kiosk, Clncl Sprt | 7 - SC170 - ASC Patient Education Kiosk, Clncl Sprt
JSN | NAME | QTY | ACQ/INS | DESCRIPTION
A1010 | Telecommunication Outlet | 1 | VV | Telecommunication outlet location.
A1012 | Telephone, Wall Mounted, 1 Line | 1 | VV | Telephone, wall mounted, 1 line.
E0042 | Workcenter, Computer, Free Standing, 48" W | 1 | VV | THIS TYPICAL INCLUDES: 1 Tool Rail 2 Paper Tray 1 Diagonal Tray 1 Freestanding Work Surface 1 Mobile Pedestal, Box/File 1 Adjustable Keyboard Tray
F0280 | Chair, Swivel, Low Back | 1 | VV | Low back contemporary swivel chair, 37" high X 25" wide X 31" deep with a five (5) caster swivel base, arms and foam padded seat and back upholstered with either woven textile fabric or vinyl.
F2000 | Basket, Wastepaper, Fire Resistant | 1 | VV | Wastepaper basket, fire resistant, approximately 40 quart capacity. This unit is used to collect and temporarily store small quantities of paper refuse in patient rooms, administrative areas and nursing stations. Size and shape varies depending on the application and manufacturer selected.
M1801 | Computer, Microprocessing, w/Flat Panel Monitor | 7 | VV | Desk top microprocessing computer. The unit shall consist of a central processing mini tower, flat panel monitor, keyboard, mouse and speakers. The system shall have the following minimum characteristics: a 2.8 GHz Pentium processor; 512 MB memory; 80GB hard drive; 32/48x CD-ROMDVD combo; 1.44MB network interface card; video 32 MB NVIDIA; a 18 inch flat panel monitor. The computer is used throughout the facility to input, manipulate and retrieve information.
M1890 | Kiosk, Educational, Stand-Up | 1 | VV | A free standing Kiosk providing educational information for patients. The kiosk will, as a minimum, include a computer, an LCD display of approximately 19" with a touch screen, keyboard with track ball, speakers, printer, card reader, bar code scanner and housed in a durable steel enclosure. The unit will contain all necessary software packages to satisfy a wide spectrum of information distribution. Final configuration of kiosk will be determined at time of purchase.
8 - SC171 - ASC Patient Education Room, Clncl Sprt | 8 - SC171 - ASC Patient Education Room, Clncl Sprt | 8 - SC171 - ASC Patient Education Room, Clncl Sprt | 8 - SC171 - ASC Patient Education Room, Clncl Sprt | 8 - SC171 - ASC Patient Education Room, Clncl Sprt
JSN | NAME | QTY | ACQ/INS | DESCRIPTION
A1010 | Telecommunication Outlet | 2 | VV | Telecommunication outlet location.
A6046 | Artwork, Decorative, With Frame | 2 | VV | This JSN is to be used for determining and defining location of decorative artwork.
E0042 | Workcenter, Computer, Free Standing, 48" W | 2 | VV | THIS TYPICAL INCLUDES: 1 Tool Rail 2 Paper Tray 1 Diagonal Tray 1 Freestanding Work Surface 1 Mobile Pedestal, Box/File 1 Adjustable Keyboard Tray
F0280 | Chair, Swivel, Low Back | 4 | VV | Low back contemporary swivel chair, 37" high X 25" wide X 31" deep with a five (5) caster swivel base, arms and foam padded seat and back upholstered with either woven textile fabric or vinyl.
F2000 | Basket, Wastepaper, Fire Resistant | 2 | VV | Wastepaper basket, fire resistant, approximately 40 quart capacity. This unit is used to collect and temporarily store small quantities of paper refuse in patient rooms, administrative areas and nursing stations. Size and shape varies depending on the application and manufacturer selected.
F2300 | Rack, Magazine, Wall Mounted | 1 | VV | Wall mounted magazine rack with nine (9) magazine holding compartments.
F2310 | Rack, Pamphlet, Wall Mounted | 1 | VV | Wall mounted pamphlet rack up to 12 (twelve) pamphlet holding pockets. Unit is used to store and display educational pamphlets.
F3200 | Clock, Battery, 12" Diameter | 1 | VV | Clock, 12" diameter. Round surface, easy to read numbers with sweep second hand. Wall mounted unit for use when impractical to install a fully synchronized clock system. Battery operated, (batteries not included).
M1801 | Computer, Microprocessing, w/Flat Panel Monitor | 2 | VV | Desk top microprocessing computer. The unit shall consist of a central processing mini tower, flat panel monitor, keyboard, mouse and speakers. The system shall have the following minimum characteristics: a 2.8 GHz Pentium processor; 512 MB memory; 80GB hard drive; 32/48x CD-ROMDVD combo; 1.44MB network interface card; video 32 MB NVIDIA; a 18 inch flat panel monitor. The computer is used throughout the facility to input, manipulate and retrieve information.
M1825 | Printer, Computer | 2 | VV | High resolution computer printer with a variety of type styles and sheet/envelope feeder trays. Database information reflects network ready, medium duty office style laser printers. Other types of printers (bubble jet, dot matrix, line or plotter) as well as light or heavy use capabilities are available.
9 - SC271 - ASC Consult Room, Clncl Sprt | 9 - SC271 - ASC Consult Room, Clncl Sprt | 9 - SC271 - ASC Consult Room, Clncl Sprt | 9 - SC271 - ASC Consult Room, Clncl Sprt | 9 - SC271 - ASC Consult Room, Clncl Sprt
JSN | NAME | QTY | ACQ/INS | DESCRIPTION
A1010 | Telecommunication Outlet | 2 | VV | Telecommunication outlet location.
A1012 | Telephone, Wall Mounted, 1 Line | 1 | VV | Telephone, wall mounted, 1 line.
A5145 | Hook, Garment, Double, SS, Surface Mounted | 1 | CC | A surface mounted, satin finish stainless steel, double garment hook. Equipped with a concealed mounting bracket that is secured to a concealed wall plate. For general purpose use throughout the facility to hang various items of apparel.
F0115 | Bookcase, Open, 5 Shelf | 1 | VV | Freestanding open shelf bookcase, approximately 82" high X 37" wide X 18" deep with 5 (five) adjustable shelves. Unit can be separate or part of a system with available add-on shelving.
F0205 | Chair, Side With Arms | 3 | VV | Upholstered side chair, 32" high X 21" wide X 23" deep with arms, padded seats and padded backs. Seat height is a minimum of 17". Available with or without sled base.
F0750 | Table, Office, (size as required) | 1 | VV | Office table, sized as required. May be used as either a four (4) to six (6) person conference table or as an extra work surface area.
F2000 | Basket, Wastepaper, Fire Resistant | 1 | VV | Wastepaper basket, fire resistant, approximately 40 quart capacity. This unit is used to collect and temporarily store small quantities of paper refuse in patient rooms, administrative areas and nursing stations. Size and shape varies depending on the application and manufacturer selected.
F3200 | Clock, Battery, 12" Diameter | 1 | VV | Clock, 12" diameter. Round surface, easy to read numbers with sweep second hand. Wall mounted unit for use when impractical to install a fully synchronized clock system. Battery operated, (batteries not included).
M0506 | Television, Flat Screen | 1 | VV | Flat screen television with approximately 32'" to 40' diagonal screen size. The TV will have built-in speakers, NTSC tuner, a 16:9 wide screen aspect ratio, a minimum of 1280 x 768 resolution and a remote control.
M1802 | Work Station, Computer, Retractable, Wall Mounted | 1 | VV | A wall mounted retractable work station. Work station is used as a computer station in treatment rooms, exam rooms and areas where physical space in limited.
10 - SV381 - ASC Refreshment Center, F&N Svc | 10 - SV381 - ASC Refreshment Center, F&N Svc | 10 - SV381 - ASC Refreshment Center, F&N Svc | 10 - SV381 - ASC Refreshment Center, F&N Svc | 10 - SV381 - ASC Refreshment Center, F&N Svc
JSN | NAME | QTY | ACQ/INS | DESCRIPTION
A5075 | Dispenser, Soap, Disposable | 1 | VV | Disposable soap dispenser. One-handed dispensing operation. Designed to accommodate disposable soap cartridge and valve.
A5080 | Dispenser, Paper Towel, SS, Surface Mounted | 1 | CC | A surface mounted, satin finish stainless steel, single-fold, paper towel dispenser. Dispenser features: tumbler lock; front hinged at bottom; and refill indicator slot. Minimum capacity 400 single-fold paper towels. For general purpose use throughout the facility.
C02D0 | Cabinet, U/C/B, 4 Drawer, 36x24x22 | 1 | CC | Standing height under counter base cabinet with four full width drawers of equal height. Also referred to as a drawer cabinet. For general purpose use throughout the facility.
C02Q0 | Cabinet, Sink, U/C/B, 1 Door, 36x24x22 | 1 | CC | Standing height under counter base sink cabinet with a solid right or left-hinged door (appropriate door configuration to be indicated on equipment elevation drawings). Also referred to as a single-door sink cabinet. For general purpose use throughout the facility where a sink is to be used. Coordinate actual clear cabinet dimension with the actual outside dimension of sink that is specified to ensure that they are compatible.
CB020 | Cabinet, W/H, 2 Shelf, 1 DO, Sloping Top, 38x24x13 | 1 | CC | Wall hung cabinet with two adjustable shelves, solid right or left-hinged door (appropriate door hinge configuration to be indicated on equipment elevation drawings), and sloping top. Also referred to as a solid hinged single door case. For general purpose use throughout the facility.
CS010 | Sink, SS, Single Compartment, 7.5x12x12 ID | 1 | CC | Single compartment stainless steel sink, drop-in, self-rimming, ledge-type, connected with a drain and provided with a mixing faucet. It shall also be provided with pre-punched fixture holes on 4" center, integral back ledge to accommodate deck-mounted fixtures, brushed/polished interior and top surfaces, and sound deadened. Recommended for use in suspended or U/C/B sink cabinets having a high plastic laminate or Chemsurf laminate countertop/work surface. For general purpose use throughout the facility.
CT030 | Countertop, High Pressure Laminate | 1 | CC | High pressure laminate countertop (composition of wood particle core with plastic laminate surface) having a hard smooth surface finish, standard thickness of 1", and a 4" butt backsplash/curb. Also referred to as a work surface or work top. Available in a wide choice of colors, patterns, and depths. Used in general purpose areas requiring a basic work surface arrangement with limited heat resistance and poor chemical resistance. Pricing based upon a 24" depth.
F2000 | Basket, Wastepaper, Fire Resistant | 1 | VV | Wastepaper basket, fire resistant, approximately 40 quart capacity. This unit is used to collect and temporarily store small quantities of paper refuse in patient rooms, administrative areas and nursing stations. Size and shape varies depending on the application and manufacturer selected.
F3025 | Board, Bulletin, Wood Framed | 1 | VV | Bulletin board approximately 36"W x 24"H. Wood framed 1/2" cork posting panel with moisture proof backing. Units are factory assembled and have keyhole hangers for easy installation.
K1552 | Brewer, Coffee, Auto, Elect, 3 Burner, Front/Back | 1 | VV | Space saving front to back automatic coffee maker. This unit includes a heating tank, connection for a cold water supply, decanter service with three burners, funnel and a water flow controller. The unit is used for semi-automatic coffee brewing in cafeterias and commercial institutions. The unit automatically shuts off the water flow when enough has passed through to fill the pot. The unit is normally provided plumbed with a hot water faucet to the side for making other hot drinks (tea, cider, cocoa, etc.). The database height dimension does not include the clearance for coffee decanters warming on the upper burners.
11 - SB252 - ASC Wheelchair / Stretcher Alcove, Bldg Sprt | 11 - SB252 - ASC Wheelchair / Stretcher Alcove, Bldg Sprt | 11 - SB252 - ASC Wheelchair / Stretcher Alcove, Bldg Sprt | 11 - SB252 - ASC Wheelchair / Stretcher Alcove, Bldg Sprt | 11 - SB252 - ASC Wheelchair / Stretcher Alcove, Bldg Sprt
JSN | NAME | QTY | ACQ/INS | DESCRIPTION
M4655 | Stretcher, Mobile, CRS, 9 Position | 1 | VV | Mobile stretcher. All corrosion resistant stainless steel construction. It consists of a tubular frame with side rails, a 9-position hydraulic base with pneumatic fowler adjustment, and a 2" pad. Unit is mounted on 8" conductive casters. Designed for patient transport as well as for minor surgical procedures.
M4705 | Wheelchair, Patient Transport, Folding | 1 | VV | Folding patient transport wheelchair. Constructed of chrome plated steel with detachable armrest and footrests. Unit has heavy duty front casters with sealed radial high-precision ball bearing assembly. Unit is used for patient transport.
M4710 | Wheelchair, Patient, Bariatric, Transport, Folding | 1 | VV | Folding bariatric patient transport wheelchair with a capacity of at least 500 lbs. Constructed with a heavy duty steel frame and double cross brace, with detachable armrest and swing away footrests. Unit has heavy duty front casters and rear wheels with precision wheel bearings in front and rear assembly. Unit is used for patient movement.
13 - AMBULATORY SURGERY CENTER (ASC) PRE-PROCEDURE ASSESSMENT UNIT AREA | 13 - AMBULATORY SURGERY CENTER (ASC) PRE-PROCEDURE ASSESSMENT UNIT AREA | 13 - AMBULATORY SURGERY CENTER (ASC) PRE-PROCEDURE ASSESSMENT UNIT AREA | 13 - AMBULATORY SURGERY CENTER (ASC) PRE-PROCEDURE ASSESSMENT UNIT AREA | 13 - AMBULATORY SURGERY CENTER (ASC) PRE-PROCEDURE ASSESSMENT UNIT AREA
1 - SB003 - ASC Pre-Op Assessment Patient Waiting, Bldg Sprt | 1 - SB003 - ASC Pre-Op Assessment Patient Waiting, Bldg Sprt | 1 - SB003 - ASC Pre-Op Assessment Patient Waiting, Bldg Sprt | 1 - SB003 - ASC Pre-Op Assessment Patient Waiting, Bldg Sprt | 1 - SB003 - ASC Pre-Op Assessment Patient Waiting, Bldg Sprt
JSN | NAME | QTY | ACQ/INS | DESCRIPTION
A5077 | Dispenser, Hand Sanitizer, Hands-Free | 1 | VV | A touch free wall-mounted hand sanitizer dispenser. For use throughout a healthcare facility. Unit does not include the sanitizing liquid. Units are battery operated.
A6046 | Artwork, Decorative, With Frame | 1 | VV | This JSN is to be used for determining and defining location of decorative artwork.
F0206 | Chair, Side, Bariatric, With Arms | 1 | VV | A bariatric side chair with arms for use in a waiting room, lobby or other patient area. Chair will have a padded seat and back and have a capacity of 800 pounds.
F0305 | Chair, Waiting Room, Single | 1 | VV | Single seat waiting room chair with foam padded seat and back. Upholstered with either woven fabric textile or vinyl. Arms and floor glides included.
F2000 | Basket, Wastepaper, Fire Resistant | 1 | VV | Wastepaper basket, fire resistant, approximately 40 quart capacity. This unit is used to collect and temporarily store small quantities of paper refuse in patient rooms, administrative areas and nursing stations. Size and shape varies depending on the application and manufacturer selected.
F2300 | Rack, Magazine, Wall Mounted | 1 | VV | Wall mounted magazine rack with nine (9) magazine holding compartments.
F3200 | Clock, Battery, 12" Diameter | 1 | VV | Clock, 12" diameter. Round surface, easy to read numbers with sweep second hand. Wall mounted unit for use when impractical to install a fully synchronized clock system. Battery operated, (batteries not included).
2 - SC183 - ASC Pre-Op Assessment Reception / Registration, Clncl Sprt | 2 - SC183 - ASC Pre-Op Assessment Reception / Registration, Clncl Sprt | 2 - SC183 - ASC Pre-Op Assessment Reception / Registration, Clncl Sprt | 2 - SC183 - ASC Pre-Op Assessment Reception / Registration, Clncl Sprt | 2 - SC183 - ASC Pre-Op Assessment Reception / Registration, Clncl Sprt
JSN | NAME | QTY | ACQ/INS | DESCRIPTION
A1015 | Telephone, Desk, Multiple Line | 1 | VV | Telephone, desk, multiple line.
A6105 | Counter, Reception Control, Built-In | 1 | CC | Counter, control, inpatient, built-in. Consists of two 18” wide base cabinets with two drawers and file drawer, two 30” wide pencil drawers and two 18” wide base cabinet with four drawers. The countertop shall be a composition of wood particle core with plastic laminate surface having a hard smooth surface finish, standard thickness of 1” and a 4” butt backsplash/curb. Pricing based on a 30" depth.
F0275 | Chair, Swivel, High Back | 1 | VV | Highback contemporary swivel chair, 41" high X 23" wide X 23" deep with five (5) caster swivel base and arms. Chair may be used at desks or in conference rooms. Back and seat are foam padded and upholstered with either woven textile fabric or vinyl.
F2000 | Basket, Wastepaper, Fire Resistant | 1 | VV | Wastepaper basket, fire resistant, approximately 40 quart capacity. This unit is used to collect and temporarily store small quantities of paper refuse in patient rooms, administrative areas and nursing stations. Size and shape varies depending on the application and manufacturer selected.
M1801 | Computer, Microprocessing, w/Flat Panel Monitor | 1 | VV | Desk top microprocessing computer. The unit shall consist of a central processing mini tower, flat panel monitor, keyboard, mouse and speakers. The system shall have the following minimum characteristics: a 2.8 GHz Pentium processor; 512 MB memory; 80GB hard drive; 32/48x CD-ROMDVD combo; 1.44MB network interface card; video 32 MB NVIDIA; a 18 inch flat panel monitor. The computer is used throughout the facility to input, manipulate and retrieve information.
3 - CS111 - ASC Pre-Op Assessment Exam Room, Surg Svc | 3 - CS111 - ASC Pre-Op Assessment Exam Room, Surg Svc | 3 - CS111 - ASC Pre-Op Assessment Exam Room, Surg Svc | 3 - CS111 - ASC Pre-Op Assessment Exam Room, Surg Svc | 3 - CS111 - ASC Pre-Op Assessment Exam Room, Surg Svc
JSN | NAME | QTY | ACQ/INS | DESCRIPTION
A1010 | Telecommunication Outlet | 2 | VV | Telecommunication outlet location.
A1012 | Telephone, Wall Mounted, 1 Line | 1 | VV | Telephone, wall mounted, 1 line.
A1066 | Mirror, Float Glass, With SS Frame | 1 | CC | A high quality 1/4" polished float glass mirror 36X18, framed in a one-piece, bright polished, stainless steel channel frame with 90° mitered corners. All edges of the mirror are protected by absorbing filler strips. Mirror has a galvanized steel back with integral horizontal hanging brackets and wall hanger for concealed mounting. For mounting above single wall mounted lavatories located in toilet areas, Doctors examination offices, etc. May also be used above double lavatories, either wall or countertop mounted, found in restroom areas.
A1132 | Rail, Accessory Mounting, Length As Required | 2 | VC | Horizontal equipment mounting rail with lock mounting devices capable of; supporting up to 75 pounds each, being repositioned, and mounting and dismounting of equipment without the use of tools (special tools may be required to unlock adapter that was previously locked to the rail). The rail must be capable of supporting medical equipment and accessories normally found in exam or patient rooms. The rail system must be capable of mounting and dismounting equipment without leaving or creating new holes in the finished surface of the wall. The rail system utilizes a series of mounting plates and adapters specific to the device being mounted to the rail. The plate and adapter rail mounting kit must be specified to match the equipment being mounted to the equipment rail.
A5075 | Dispenser, Soap, Disposable | 1 | VV | Disposable soap dispenser. One-handed dispensing operation. Designed to accommodate disposable soap cartridge and valve.
A5080 | Dispenser, Paper Towel, SS, Surface Mounted | 1 | CC | A surface mounted, satin finish stainless steel, single-fold, paper towel dispenser. Dispenser features: tumbler lock; front hinged at bottom; and refill indicator slot. Minimum capacity 400 single-fold paper towels. For general purpose use throughout the facility.
A5106 | Waste Disposal Unit, Sharps w/Glove Dispenser | 1 | VV | The unit is designed for the disposal of sharps and complies with OSHA guidelines for the handling of sharps. It shall house a 5 quart container and be capable of being mounted on a wall. It shall have a glove dispenser attached. The unit shall be secured by a locked enclosure.
A5145 | Hook, Garment, Double, SS, Surface Mounted | 2 | CC | A surface mounted, satin finish stainless steel, double garment hook. Equipped with a concealed mounting bracket that is secured to a concealed wall plate. For general purpose use throughout the facility to hang various items of apparel.
A5180 | Track, Cubicle, Surface Mounted, With Curtain | 10 | VV | Surface mounted cubicle track, with curtain. Track constructed of thick extruded aluminum. Equipped with self lubricating carriers, beaded drop chain hooks, and flame resistant curtain. To include removable end caps. Designed to be suspended around patient areas where privacy is needed. Price listed is per foot of the track, curtains to be priced per quote.
A6046 | Artwork, Decorative, With Frame | 1 | VV | This JSN is to be used for determining and defining location of decorative artwork.
E0948 | Cart, General Storage, Mobile, 42"H x 32"W x 22"D | 1 | VV | THIS TYPICAL INCLUDES: 1 Cart Body, Style-A Narrow, w/Raised Edge Top 2 Drawers, 3" H 4 Drawers, 6" H 1 Accessory Rail, Side Drawer Organizer Bins
F0210 | Chair, Side, Without Arms | 1 | VV | Upholstered side chair approximately 32" high X 19" wide X 23" deep with floor glides. Seat is non-tilting and without arms.
F0340 | Stool, Self Adjusting | 1 | VV | Self adjusting stool. Consists of a foam padded upholstered seat with attached foot rest for added comfort. Mounted on swivel casters. Designed for doctor's use during examinations.
F2000 | Basket, Wastepaper, Fire Resistant | 1 | VV | Wastepaper basket, fire resistant, approximately 40 quart capacity. This unit is used to collect and temporarily store small quantities of paper refuse in patient rooms, administrative areas and nursing stations. Size and shape varies depending on the application and manufacturer selected.
F3200 | Clock, Battery, 12" Diameter | 1 | VV | Clock, 12" diameter. Round surface, easy to read numbers with sweep second hand. Wall mounted unit for use when impractical to install a fully synchronized clock system. Battery operated, (batteries not included).
M1620 | Holder, Chart, Patient, Wall or Door Mounted | 1 | VV | Wall or door mounted patient chart holder. Constructed of durable plastic or metal. Used for holding patient records. Size as required.
M1801 | Computer, Microprocessing, w/Flat Panel Monitor | 1 | VV | Desk top microprocessing computer. The unit shall consist of a central processing mini tower, flat panel monitor, keyboard, mouse and speakers. The system shall have the following minimum characteristics: a 2.8 GHz Pentium processor; 512 MB memory; 80GB hard drive; 32/48x CD-ROMDVD combo; 1.44MB network interface card; video 32 MB NVIDIA; a 18 inch flat panel monitor. The computer is used throughout the facility to input, manipulate and retrieve information.
M1802 | Work Station, Computer, Retractable, Wall Mounted | 1 | VV | A wall mounted retractable work station. Work station is used as a computer station in treatment rooms, exam rooms and areas where physical space in limited.
M3072 | Frame, Infectious Waste Bag w/Lid | 1 | VV | Frame for an infectious waste collection bag. Made of heavy tubular stainless steel with heavy gauge welded steel platform. Adjust to hold 18" or 25" trash bags. Mounted on ball bearing casters and includes permanently mounted hinged lid. Provides means of bagging infectious waste at point of waste generation.
M4100 | Sphygmomanometer, Aneroid, Wall Mounted | 1 | VV | Aneroid sphygmomanometer. Unit is wall mounted and has large graphic dial display for easy reading from all angles. It has a 90 degree (angle) swivel and 10 degree (angle) forward tilt to reduce glare. Unit accuracy is within 1% of reading. Sturdy impact-resistant construction.
M4200 | Otoscope/Ophthalmoscope, Wall Mounted | 1 | VV | Wall mounted otoscope and ophthalmoscope. Includes 6 foot line cord and plug and accepts and includes two handles. Contains head turn-on/turn-off, built-in speculum tray and 8 foot coiled cords. Unit is designed for use in patient exam rooms.
M7401 | Light, Exam, Mobile, Spotlight, Mobile Stand | 1 | VV | The exam light shall be a mobile floor unit. The light will be a halogen bulb or LED that can produce a continuous and homogeneous spot of light adjustable from 5 to 9 inches in diameter from a set distance. The light intensity shall be a minimum of 750 foot-candles at a distance of 16 inches and have a color temperature of 3,200 degrees Kelvin. The unit will consist of an arm or sleeve of approximately 45 inches in length to allow for easy arm rotation and arm movement up and down. The unit shall be mounted on a caster base for easy movement.,
M9025 | Table, Examination/Treatment, With Cabinet | 1 | VV | Table, examination/treatment with cabinet. Cabinet type exam table with three section upholstered top adjustable to a full chair position. Concealed heel stirrups, dual outlets, drawers, and storage space with optional armboard. Unit is designed for general use in examination/treatment rooms.
P3100 | Lavatory, Vitreous China, Slab Type | 1 | CC | Wall mounted, slab type, vitreous china, lavatory (approximate bowl size 7"x15"x10") with: faucet holes on 4" centers; gooseneck spout; wrist blade handles; and grid strainer. It shall be suitable for use in clinics, offices, washrooms or patient care area.
4 - SB201 - ASC Pre-Op Assessment Patient Toilet, Bldg Sprt | 4 - SB201 - ASC Pre-Op Assessment Patient Toilet, Bldg Sprt | 4 - SB201 - ASC Pre-Op Assessment Patient Toilet, Bldg Sprt | 4 - SB201 - ASC Pre-Op Assessment Patient Toilet, Bldg Sprt | 4 - SB201 - ASC Pre-Op Assessment Patient Toilet, Bldg Sprt
JSN | NAME | QTY | ACQ/INS | DESCRIPTION
A1067 | Mirror, Float Glass, ADA Accessible | 1 | CC | A high quality 1/4" polished float glass mirror with a stainless steel frame. Frame holds mirror in a tilted position for accessibility and compliance with ADA requirements. Mirror has a galvanized steel back secured to frame with concealed screws with integral horizontal hanging brackets. Mirror shall be approximately 18" wide and 36" high. Other sizes are available.
A5075 | Dispenser, Soap, Disposable | 1 | VV | Disposable soap dispenser. One-handed dispensing operation. Designed to accommodate disposable soap cartridge and valve.
A5082 | Dispenser, Paper Towel, Sensor, Hands Free | 1 | CC | A surface mounted, sensor activated, automatic, roll paper towel dispenser. The unit dispenses a paper towel automatically only when hands are place in position below the dispenser for maximum sanitation and hygiene. May include adjustable settings for sheet length, time delay, and sensor range. Unit is battery operated or with optional AC power adapter.
A5090 | Disposal, Sanitary Napkin, SS, Surface Mounted | 1 | CC | A surface mounted, satin finish stainless steel, sanitary napkin disposal. Disposal features a flip-up cover, secured to the container by a heavy duty stainless steel piano-hinge. Disposal may be secured to wall or toilet partition. For general purpose use in female toilet stalls or rooms and uni-sex toilet rooms.
A5109 | Grab Bar, 1-1/4" Dia., SS, 2 Wall, W/C Accessible | 1 | CC | A 1-1/4" diameter, satin finish stainless steel, peened gripping surface, 2 wall toilet stall/ room, grab bar with concealed mounting flanges. Snap over flanges are provided to conceal mounting screws. A selection of mounting kits and concealed anchor devices are available from the manufacturers for different types of installations. Grab bar shall comply with barrier-free accessibility guidelines for structural strength. For typical water closet applications in toilet stalls and rooms where ADA (American's With Disabilities Act) requirements must be met.
A5145 | Hook, Garment, Double, SS, Surface Mounted | 1 | CC | A surface mounted, satin finish stainless steel, double garment hook. Equipped with a concealed mounting bracket that is secured to a concealed wall plate. For general purpose use throughout the facility to hang various items of apparel.
A5200 | Dispenser, Toilet Tissue, SS, 2-Roll, Surface Mntd | 1 | CC | A concealed surface mounted, double roll, satin finish stainless steel, toilet tissue dispenser. Unit accommodates two standard-core toilet tissue rolls through 5" in diameter. Spindles are chrome plated plastic with a heavy-duty internal spring and turn freely for non-controlled delivery. For general purpose use in restrooms.
F2010 | Basket, Wastepaper, Step-On | 1 | VV | "Step-on" wastepaper basket with inner liner and foot petal activated flip top.
P3000 | Lavatory, Vitreous China, Straight Back | 1 | CC | Wall mounted, vitreous china lavatory (approximate bowl size 7"x15"x10") with: straight-front apron, straight or contoured back; faucet holes on 4" centers; gooseneck spout; wrist blade handles; and grid strainer. It shall be suitable for use in clinics, offices, washrooms or patient care areas.
P9050 | Toilet, Wall Hung, Siphon Jet | 1 | CC | Siphon jet water closet/ toilet. This unit is wall hung with an elongated bowl, top spud flushometer, seat with open front and check hinge, and carrier. Used in restrooms throughout the health care facility.
5 - SC228 - ASC Pre-Op Assessment Specimen Collection, Clncl Sprt | 5 - SC228 - ASC Pre-Op Assessment Specimen Collection, Clncl Sprt | 5 - SC228 - ASC Pre-Op Assessment Specimen Collection, Clncl Sprt | 5 - SC228 - ASC Pre-Op Assessment Specimen Collection, Clncl Sprt | 5 - SC228 - ASC Pre-Op Assessment Specimen Collection, Clncl Sprt
JSN | NAME | QTY | ACQ/INS | DESCRIPTION
A5075 | Dispenser, Soap, Disposable | 1 | VV | Disposable soap dispenser. One-handed dispensing operation. Designed to accommodate disposable soap cartridge and valve.
A5077 | Dispenser, Hand Sanitizer, Hands-Free | 1 | VV | A touch free wall-mounted hand sanitizer dispenser. For use throughout a healthcare facility. Unit does not include the sanitizing liquid. Units are battery operated.
A5082 | Dispenser, Paper Towel, Sensor, Hands Free | 1 | CC | A surface mounted, sensor activated, automatic, roll paper towel dispenser. The unit dispenses a paper towel automatically only when hands are place in position below the dispenser for maximum sanitation and hygiene. May include adjustable settings for sheet length, time delay, and sensor range. Unit is battery operated or with optional AC power adapter.
A5106 | Waste Disposal Unit, Sharps w/Glove Dispenser | 1 | VV | The unit is designed for the disposal of sharps and complies with OSHA guidelines for the handling of sharps. It shall house a 5 quart container and be capable of being mounted on a wall. It shall have a glove dispenser attached. The unit shall be secured by a locked enclosure.
E0945 | Cart, Computer, Mobile | 1 | VV | A mobile computer cart for use throughout the facility. The cart dimensions will be approximately 45" H x 30" W x 22" D with casters. May include drawers and miscellaneous other accessories that will be determined at time of purchase. This Typical may include: 1 Cart Body, w/Computer Support, Style-A Narrow, w/Raised Edge Top 1 Flip-Up Shelf 1 Sharps Container Holder 1 Wastebasket 1 Chart Holder 2 Drawers, 3"H 2 Drawers, 6"H 3 Accessory Rail, Side Drawer Organizer Bins
E0963 | Cart, General Storage, Mobile | 1 | VV | Mobile General Storage Cart, approximately 72"H x 23"W x 22"D. THIS TYPICAL INCLUDES: 1 Locker Storage Container on Wheels, w/Solid Door 3 Tray/Shelves 2 Drawers, 3"H 4 Drawers, 6"H 1 Tray/Shelf Divider Drawer Organizer Bins
F2010 | Basket, Wastepaper, Step-On | 1 | VV | "Step-on" wastepaper basket with inner liner and foot petal activated flip top.
M1410 | Chair, Laboratory, Blood Drawing, w/Storage | 1 | VV | Laboratory blood drawing chair with storage. Chair has built-in storage cabinet(s) and locking arm assembly that may be positioned on either side of the fiberglass chair.
M1801 | Computer, Microprocessing, w/Flat Panel Monitor | 1 | VV | Desk top microprocessing computer. The unit shall consist of a central processing mini tower, flat panel monitor, keyboard, mouse and speakers. The system shall have the following minimum characteristics: a 2.8 GHz Pentium processor; 512 MB memory; 80GB hard drive; 32/48x CD-ROMDVD combo; 1.44MB network interface card; video 32 MB NVIDIA; a 18 inch flat panel monitor. The computer is used throughout the facility to input, manipulate and retrieve information.
M1830 | Printer, Label, Pharmacy | 1 | VV | Label printer for use in pharmacy applications. The printer shall be bench top standing. It shall be flexible enough to accommodate label sizes up to 4 inches, with a minimum print speed of 6 inches per second and a minimum resolution of 203 dpi.
P3100 | Lavatory, Vitreous China, Slab Type | 1 | CC | Wall mounted, slab type, vitreous china, lavatory (approximate bowl size 7"x15"x10") with: faucet holes on 4" centers; gooseneck spout; wrist blade handles; and grid strainer. It shall be suitable for use in clinics, offices, washrooms or patient care area.
6 - SB737 - ASC Pre-Op Assessment Clean Utility Room, Lgstcs Svc | 6 - SB737 - ASC Pre-Op Assessment Clean Utility Room, Lgstcs Svc | 6 - SB737 - ASC Pre-Op Assessment Clean Utility Room, Lgstcs Svc | 6 - SB737 - ASC Pre-Op Assessment Clean Utility Room, Lgstcs Svc | 6 - SB737 - ASC Pre-Op Assessment Clean Utility Room, Lgstcs Svc
JSN | NAME | QTY | ACQ/INS | DESCRIPTION
E0906 | Locker, Supply, General, Wall Mtd, 23"W x 20"D | 1 | VV | THIS TYPICAL INCLUDES: 1 Wall Mounted Rail 1 Locked Storage Container 2 Tray/Shelves 1 Drawer, 3"H 3 Drawers, 6"H 2 Drawers, 9"H 1 Tray/Shelf Divider Drawer Organizer Bins Consider the need for an E0921 to transport the locker from place to place.
E0912 | Locker, Supply, Med Surg, Wall Mtd | 1 | VV | Medical/Surgical Supply locker, Wall Mounted, approximately 23"W x 20"D. THIS TYPICAL INCLUDES: 1 Wall Mounted Rail 1 Locked Storage Container 4 Tray/Shelves 5 Drawers, 3"H 2 Drawers, 6"H 2 Tray/Shelf Dividers Drawer Organizer Bins Consider the need for an E0921 to transport the locker from place to place.
E1500 | Rail, MOD, W/MNTD, HX144XD | 1 | VV | Wall mounted rail used for hanging (mounting) lockers, shelves and drawers on a wall.
F2000 | Basket, Wastepaper, Fire Resistant | 1 | VV | Wastepaper basket, fire resistant, approximately 40 quart capacity. This unit is used to collect and temporarily store small quantities of paper refuse in patient rooms, administrative areas and nursing stations. Size and shape varies depending on the application and manufacturer selected.
7 - SB743 - ASC Pre-Op Assessment Soiled Utility Room, Lgstcs Svc | 7 - SB743 - ASC Pre-Op Assessment Soiled Utility Room, Lgstcs Svc | 7 - SB743 - ASC Pre-Op Assessment Soiled Utility Room, Lgstcs Svc | 7 - SB743 - ASC Pre-Op Assessment Soiled Utility Room, Lgstcs Svc | 7 - SB743 - ASC Pre-Op Assessment Soiled Utility Room, Lgstcs Svc
JSN | NAME | QTY | ACQ/INS | DESCRIPTION
A1012 | Telephone, Wall Mounted, 1 Line | 1 | VV | Telephone, wall mounted, 1 line.
A5075 | Dispenser, Soap, Disposable | 1 | VV | Disposable soap dispenser. One-handed dispensing operation. Designed to accommodate disposable soap cartridge and valve.
A5077 | Dispenser, Hand Sanitizer, Hands-Free | 1 | VV | A touch free wall-mounted hand sanitizer dispenser. For use throughout a healthcare facility. Unit does not include the sanitizing liquid. Units are battery operated.
A5080 | Dispenser, Paper Towel, SS, Surface Mounted | 1 | CC | A surface mounted, satin finish stainless steel, single-fold, paper towel dispenser. Dispenser features: tumbler lock; front hinged at bottom; and refill indicator slot. Minimum capacity 400 single-fold paper towels. For general purpose use throughout the facility.
A5106 | Waste Disposal Unit, Sharps w/Glove Dispenser | 1 | VV | The unit is designed for the disposal of sharps and complies with OSHA guidelines for the handling of sharps. It shall house a 5 quart container and be capable of being mounted on a wall. It shall have a glove dispenser attached. The unit shall be secured by a locked enclosure.
C04F0 | Cabinet, U/C/B, 1 Shelf, 2 Half DR, 2 DO, 36x36x22 | 1 | CC | Standing height under counter base cabinet with an adjustable shelf and two half width drawers above solid hinged doors. Also referred to as a combination cabinet or a drawer and cupboard cabinet. For general purpose use throughout the facility.
C05P0 | Cabinet, Sink, U/C/B, 2 Door, 36x48x22 | 1 | CC | Standing height under counter base sink cabinet with solid hinged doors. Also referred to as a double-door sink cabinet. For general purpose use throughout the facility where a sink is to be used. Coordinate actual clear cabinet dimension with the actual outside dimension of sink that is specified to ensure that they are compatible.
CS200 | Sink, SS, Single Compartment, 12x28x16 ID | 1 | CC | Single compartment stainless steel sink, drop-in, self-rimming, ledge-type, connected with a drain and provided with a mixing faucet. It shall also be provided with pre-punched fixture holes on 4" center, integral back ledge to accommodate deck-mounted fixtures, brushed/polished interior and top surfaces, and sound deadened. Recommended for use in suspended or U/C/B sink cabinets having a high plastic laminate or Chemsurf laminate countertop/work surface. Coordinate actual outside sink dimensions with the actual clear dimension of cabinet specified to ensure that they are compatible. For general purpose use throughout the facility.
CT050 | Countertop, Stainless Steel | 1 | CC | Stainless steel countertop (composition of heavy-gauge Type No. 304 stainless steel) having a smooth satin finish and integral 4" backsplash/curb. Also referred to as a corrosion-resistant steel work surface or work top. Available in various depths. Used in areas where excellent ease of cleaning, abrasion resistance, bacteria resistance, impact resistance, load capacity and moisture resistance, are of concern. Pricing based upon a 24" depth.
F2020 | Can, Trash, 44 Gallon | 1 | VV | Forty four (44) gallon trash can, 32" high X 24" diameter, with lid. Used to collect and transport refuse from a point of origin to point of disposal (example: from soiled utility or a nursing unit to the trash compactor at housekeeping).
P2000 | Eyewash, Wall Mounted, Hands-Free | 1 | CC | Wall mounted emergency eye wash station. The flow of water from the unit is activated by hand. Upon initiation of water flow the unit will operate hands free to provide streams of water to clear foreign particles or dilute caustic liquids from the eyes in emergency situations. Used in laboratories and areas of the hospital where employees are subject to foreign bodies or liquid material to the eyes.
P2450 | Valve, Mixing, Thermostatic | 1 | CC | Thermostatic mixing valve with washout hose. Used with portable whirlpool equipment. Thermostatic valve is used to maintain temperature between 70 and 110 degree Fahrenheit, with a flow rate of 20 gallons a minute. The washout hose assembly is used to wash out tanks after treatment. Used in physical therapy department to provide comfortable water temperature for patient treatments.
P3100 | Lavatory, Vitreous China, Slab Type | 1 | CC | Wall mounted, slab type, vitreous china, lavatory (approximate bowl size 7"x15"x10") with: faucet holes on 4" centers; gooseneck spout; wrist blade handles; and grid strainer. It shall be suitable for use in clinics, offices, washrooms or patient care area.
8 - SC243 - ASC Pre-Op Assessment Team Room, Clncl Sprt | 8 - SC243 - ASC Pre-Op Assessment Team Room, Clncl Sprt | 8 - SC243 - ASC Pre-Op Assessment Team Room, Clncl Sprt | 8 - SC243 - ASC Pre-Op Assessment Team Room, Clncl Sprt | 8 - SC243 - ASC Pre-Op Assessment Team Room, Clncl Sprt
JSN | NAME | QTY | ACQ/INS | DESCRIPTION
A1010 | Telecommunication Outlet | 3 | VV | Telecommunication outlet location.
A1012 | Telephone, Wall Mounted, 1 Line | 1 | VV | Telephone, wall mounted, 1 line.
A5077 | Dispenser, Hand Sanitizer, Hands-Free | 1 | VV | A touch free wall-mounted hand sanitizer dispenser. For use throughout a healthcare facility. Unit does not include the sanitizing liquid. Units are battery operated.
A5145 | Hook, Garment, Double, SS, Surface Mounted | 1 | CC | A surface mounted, satin finish stainless steel, double garment hook. Equipped with a concealed mounting bracket that is secured to a concealed wall plate. For general purpose use throughout the facility to hang various items of apparel.
F0115 | Bookcase, Open, 5 Shelf | 1 | VV | Freestanding open shelf bookcase, approximately 82" high X 37" wide X 18" deep with 5 (five) adjustable shelves. Unit can be separate or part of a system with available add-on shelving.
F0220 | Chair, Conference | 4 | VV | Conference chair designed to complement the executive furniture package selected. Foam rubber cushioned seats and backs covered with either woven fabric or vinyl. Base with 5 (five) swivel casters.
F0405 | Cabinet, Filing, Full Height, 4-5 Drawer | 1 | VV | Four (4) or five (5) drawer letter size, vertical filing cabinet, 53" high X 15" wide X 29" deep with locking device. Each drawer has label holder, handle and roller cradle.
F0750 | Table, Office, (size as required) | 4 | VV | Office table, sized as required. May be used as either a four (4) to six (6) person conference table or as an extra work surface area.
F2000 | Basket, Wastepaper, Fire Resistant | 1 | VV | Wastepaper basket, fire resistant, approximately 40 quart capacity. This unit is used to collect and temporarily store small quantities of paper refuse in patient rooms, administrative areas and nursing stations. Size and shape varies depending on the application and manufacturer selected.
F3055 | Whiteboard, With Sliding Panels. | 1 | VV | Standard installations consist of sliding panels and a fixed back panel with the choice of chalkboard, markerboard, bulletin board, or a combination of these choices.
F3200 | Clock, Battery, 12" Diameter | 1 | VV | Clock, 12" diameter. Round surface, easy to read numbers with sweep second hand. Wall mounted unit for use when impractical to install a fully synchronized clock system. Battery operated, (batteries not included).
9 - CS116 - ASC Pre-Op Assessment Equipment / Clean Supply Storage Room, Surg Svc | 9 - CS116 - ASC Pre-Op Assessment Equipment / Clean Supply Storage Room, Surg Svc | 9 - CS116 - ASC Pre-Op Assessment Equipment / Clean Supply Storage Room, Surg Svc | 9 - CS116 - ASC Pre-Op Assessment Equipment / Clean Supply Storage Room, Surg Svc | 9 - CS116 - ASC Pre-Op Assessment Equipment / Clean Supply Storage Room, Surg Svc
JSN | NAME | QTY | ACQ/INS | DESCRIPTION
M2055 | Shelving, Storage, Wire, CRS, w/Adjustable Shelves | 1 | VV | Stationary, wire, shelving unit. Unit has fully adjustable shelves constructed of stainless steel. For use in general purpose storage areas. Shelving is provided in various sizes and configurations. Price provided is for a unit approximately 74"H x 18"D x 48"W with four shelves.
14 - AMBULATORY SURGERY CENTER (ASC) PRE-OPERATIVE HOLDING / PHASE II RECOVERY PATIENT AREA | 14 - AMBULATORY SURGERY CENTER (ASC) PRE-OPERATIVE HOLDING / PHASE II RECOVERY PATIENT AREA | 14 - AMBULATORY SURGERY CENTER (ASC) PRE-OPERATIVE HOLDING / PHASE II RECOVERY PATIENT AREA | 14 - AMBULATORY SURGERY CENTER (ASC) PRE-OPERATIVE HOLDING / PHASE II RECOVERY PATIENT AREA | 14 - AMBULATORY SURGERY CENTER (ASC) PRE-OPERATIVE HOLDING / PHASE II RECOVERY PATIENT AREA
1 - SB209 - ASC Pre-OP / Phase II Female Patient Locker Room, Bldg Sprt | 1 - SB209 - ASC Pre-OP / Phase II Female Patient Locker Room, Bldg Sprt | 1 - SB209 - ASC Pre-OP / Phase II Female Patient Locker Room, Bldg Sprt | 1 - SB209 - ASC Pre-OP / Phase II Female Patient Locker Room, Bldg Sprt | 1 - SB209 - ASC Pre-OP / Phase II Female Patient Locker Room, Bldg Sprt
JSN | NAME | QTY | ACQ/INS | DESCRIPTION
A1030 | Locker, 2 Person, Over/Under | 12 | VV | Two person locker, double tier, 72Hx12Wx18D. This unit includes hooks for coats and hats. Door equipped with safety guard handles. Designed for storage of coats, hats, and other personal belongings. Other width and depths are available.
A1080 | Mirror, Posture, Wall Mounted | 2 | CC | Wall mounted posture mirror. Consists of a 1/4" plate glass in a sturdy corrosion resistant frame with water proof back. For educational and therapy programs.
A5020 | Bench, Locker Room, Floor Mounted | 2 | CC | Locker room bench. Floor mounting -1-1/4" thick. Benches are sanded smooth with two coats of moisture-resistant sealer to ensure a protective, satin gloss surface, and mounted on strong steel pedestal anchored to the floor. Over all height of 18" includes pedestal. Size as required.
F2000 | Basket, Wastepaper, Fire Resistant | 2 | VV | Wastepaper basket, fire resistant, approximately 40 quart capacity. This unit is used to collect and temporarily store small quantities of paper refuse in patient rooms, administrative areas and nursing stations. Size and shape varies depending on the application and manufacturer selected.
F3200 | Clock, Battery, 12" Diameter | 1 | VV | Clock, 12" diameter. Round surface, easy to read numbers with sweep second hand. Wall mounted unit for use when impractical to install a fully synchronized clock system. Battery operated, (batteries not included).
2 - SB201 - ASC Pre-OP / Phase II Female Patient Toilet, Bldg Sprt | 2 - SB201 - ASC Pre-OP / Phase II Female Patient Toilet, Bldg Sprt | 2 - SB201 - ASC Pre-OP / Phase II Female Patient Toilet, Bldg Sprt | 2 - SB201 - ASC Pre-OP / Phase II Female Patient Toilet, Bldg Sprt | 2 - SB201 - ASC Pre-OP / Phase II Female Patient Toilet, Bldg Sprt
JSN | NAME | QTY | ACQ/INS | DESCRIPTION
A1067 | Mirror, Float Glass, ADA Accessible | 1 | CC | A high quality 1/4" polished float glass mirror with a stainless steel frame. Frame holds mirror in a tilted position for accessibility and compliance with ADA requirements. Mirror has a galvanized steel back secured to frame with concealed screws with integral horizontal hanging brackets. Mirror shall be approximately 18" wide and 36" high. Other sizes are available.
A5075 | Dispenser, Soap, Disposable | 1 | VV | Disposable soap dispenser. One-handed dispensing operation. Designed to accommodate disposable soap cartridge and valve.
A5082 | Dispenser, Paper Towel, Sensor, Hands Free | 1 | CC | A surface mounted, sensor activated, automatic, roll paper towel dispenser. The unit dispenses a paper towel automatically only when hands are place in position below the dispenser for maximum sanitation and hygiene. May include adjustable settings for sheet length, time delay, and sensor range. Unit is battery operated or with optional AC power adapter.
A5090 | Disposal, Sanitary Napkin, SS, Surface Mounted | 1 | CC | A surface mounted, satin finish stainless steel, sanitary napkin disposal. Disposal features a flip-up cover, secured to the container by a heavy duty stainless steel piano-hinge. Disposal may be secured to wall or toilet partition. For general purpose use in female toilet stalls or rooms and uni-sex toilet rooms.
A5109 | Grab Bar, 1-1/4" Dia., SS, 2 Wall, W/C Accessible | 1 | CC | A 1-1/4" diameter, satin finish stainless steel, peened gripping surface, 2 wall toilet stall/ room, grab bar with concealed mounting flanges. Snap over flanges are provided to conceal mounting screws. A selection of mounting kits and concealed anchor devices are available from the manufacturers for different types of installations. Grab bar shall comply with barrier-free accessibility guidelines for structural strength. For typical water closet applications in toilet stalls and rooms where ADA (American's With Disabilities Act) requirements must be met.
A5145 | Hook, Garment, Double, SS, Surface Mounted | 1 | CC | A surface mounted, satin finish stainless steel, double garment hook. Equipped with a concealed mounting bracket that is secured to a concealed wall plate. For general purpose use throughout the facility to hang various items of apparel.
A5200 | Dispenser, Toilet Tissue, SS, 2-Roll, Surface Mntd | 1 | CC | A concealed surface mounted, double roll, satin finish stainless steel, toilet tissue dispenser. Unit accommodates two standard-core toilet tissue rolls through 5" in diameter. Spindles are chrome plated plastic with a heavy-duty internal spring and turn freely for non-controlled delivery. For general purpose use in restrooms.
F2010 | Basket, Wastepaper, Step-On | 1 | VV | "Step-on" wastepaper basket with inner liner and foot petal activated flip top.
P3000 | Lavatory, Vitreous China, Straight Back | 1 | CC | Wall mounted, vitreous china lavatory (approximate bowl size 7"x15"x10") with: straight-front apron, straight or contoured back; faucet holes on 4" centers; gooseneck spout; wrist blade handles; and grid strainer. It shall be suitable for use in clinics, offices, washrooms or patient care areas.
P9050 | Toilet, Wall Hung, Siphon Jet | 1 | CC | Siphon jet water closet/ toilet. This unit is wall hung with an elongated bowl, top spud flushometer, seat with open front and check hinge, and carrier. Used in restrooms throughout the health care facility.
3 - SB210 - ASC Pre-OP / Phase II Male Patient Locker Room, Bldg Sprt | 3 - SB210 - ASC Pre-OP / Phase II Male Patient Locker Room, Bldg Sprt | 3 - SB210 - ASC Pre-OP / Phase II Male Patient Locker Room, Bldg Sprt | 3 - SB210 - ASC Pre-OP / Phase II Male Patient Locker Room, Bldg Sprt | 3 - SB210 - ASC Pre-OP / Phase II Male Patient Locker Room, Bldg Sprt
JSN | NAME | QTY | ACQ/INS | DESCRIPTION
A1030 | Locker, 2 Person, Over/Under | 12 | VV | Two person locker, double tier, 72Hx12Wx18D. This unit includes hooks for coats and hats. Door equipped with safety guard handles. Designed for storage of coats, hats, and other personal belongings. Other width and depths are available.
A1080 | Mirror, Posture, Wall Mounted | 2 | CC | Wall mounted posture mirror. Consists of a 1/4" plate glass in a sturdy corrosion resistant frame with water proof back. For educational and therapy programs.
A5020 | Bench, Locker Room, Floor Mounted | 2 | CC | Locker room bench. Floor mounting -1-1/4" thick. Benches are sanded smooth with two coats of moisture-resistant sealer to ensure a protective, satin gloss surface, and mounted on strong steel pedestal anchored to the floor. Over all height of 18" includes pedestal. Size as required.
F2000 | Basket, Wastepaper, Fire Resistant | 2 | VV | Wastepaper basket, fire resistant, approximately 40 quart capacity. This unit is used to collect and temporarily store small quantities of paper refuse in patient rooms, administrative areas and nursing stations. Size and shape varies depending on the application and manufacturer selected.
F3200 | Clock, Battery, 12" Diameter | 1 | VV | Clock, 12" diameter. Round surface, easy to read numbers with sweep second hand. Wall mounted unit for use when impractical to install a fully synchronized clock system. Battery operated, (batteries not included).
4 - SB201 - ASC Pre-OP / Phase II Male Patient Toilet, Bldg Sprt | 4 - SB201 - ASC Pre-OP / Phase II Male Patient Toilet, Bldg Sprt | 4 - SB201 - ASC Pre-OP / Phase II Male Patient Toilet, Bldg Sprt | 4 - SB201 - ASC Pre-OP / Phase II Male Patient Toilet, Bldg Sprt | 4 - SB201 - ASC Pre-OP / Phase II Male Patient Toilet, Bldg Sprt
JSN | NAME | QTY | ACQ/INS | DESCRIPTION
A1067 | Mirror, Float Glass, ADA Accessible | 1 | CC | A high quality 1/4" polished float glass mirror with a stainless steel frame. Frame holds mirror in a tilted position for accessibility and compliance with ADA requirements. Mirror has a galvanized steel back secured to frame with concealed screws with integral horizontal hanging brackets. Mirror shall be approximately 18" wide and 36" high. Other sizes are available.
A5075 | Dispenser, Soap, Disposable | 1 | VV | Disposable soap dispenser. One-handed dispensing operation. Designed to accommodate disposable soap cartridge and valve.
A5082 | Dispenser, Paper Towel, Sensor, Hands Free | 1 | CC | A surface mounted, sensor activated, automatic, roll paper towel dispenser. The unit dispenses a paper towel automatically only when hands are place in position below the dispenser for maximum sanitation and hygiene. May include adjustable settings for sheet length, time delay, and sensor range. Unit is battery operated or with optional AC power adapter.
A5090 | Disposal, Sanitary Napkin, SS, Surface Mounted | 1 | CC | A surface mounted, satin finish stainless steel, sanitary napkin disposal. Disposal features a flip-up cover, secured to the container by a heavy duty stainless steel piano-hinge. Disposal may be secured to wall or toilet partition. For general purpose use in female toilet stalls or rooms and uni-sex toilet rooms.
A5109 | Grab Bar, 1-1/4" Dia., SS, 2 Wall, W/C Accessible | 1 | CC | A 1-1/4" diameter, satin finish stainless steel, peened gripping surface, 2 wall toilet stall/ room, grab bar with concealed mounting flanges. Snap over flanges are provided to conceal mounting screws. A selection of mounting kits and concealed anchor devices are available from the manufacturers for different types of installations. Grab bar shall comply with barrier-free accessibility guidelines for structural strength. For typical water closet applications in toilet stalls and rooms where ADA (American's With Disabilities Act) requirements must be met.
A5145 | Hook, Garment, Double, SS, Surface Mounted | 1 | CC | A surface mounted, satin finish stainless steel, double garment hook. Equipped with a concealed mounting bracket that is secured to a concealed wall plate. For general purpose use throughout the facility to hang various items of apparel.
A5200 | Dispenser, Toilet Tissue, SS, 2-Roll, Surface Mntd | 1 | CC | A concealed surface mounted, double roll, satin finish stainless steel, toilet tissue dispenser. Unit accommodates two standard-core toilet tissue rolls through 5" in diameter. Spindles are chrome plated plastic with a heavy-duty internal spring and turn freely for non-controlled delivery. For general purpose use in restrooms.
F2010 | Basket, Wastepaper, Step-On | 1 | VV | "Step-on" wastepaper basket with inner liner and foot petal activated flip top.
P3000 | Lavatory, Vitreous China, Straight Back | 1 | CC | Wall mounted, vitreous china lavatory (approximate bowl size 7"x15"x10") with: straight-front apron, straight or contoured back; faucet holes on 4" centers; gooseneck spout; wrist blade handles; and grid strainer. It shall be suitable for use in clinics, offices, washrooms or patient care areas.
P9050 | Toilet, Wall Hung, Siphon Jet | 1 | CC | Siphon jet water closet/ toilet. This unit is wall hung with an elongated bowl, top spud flushometer, seat with open front and check hinge, and carrier. Used in restrooms throughout the health care facility.
5 - SC291 - ASC Pre-OP / Phase II Patient Bay, Clncl Sprt | 5 - SC291 - ASC Pre-OP / Phase II Patient Bay, Clncl Sprt | 5 - SC291 - ASC Pre-OP / Phase II Patient Bay, Clncl Sprt | 5 - SC291 - ASC Pre-OP / Phase II Patient Bay, Clncl Sprt | 5 - SC291 - ASC Pre-OP / Phase II Patient Bay, Clncl Sprt
JSN | NAME | QTY | ACQ/INS | DESCRIPTION
A1132 | Rail, Accessory Mounting, Length As Required | 1 | VC | Horizontal equipment mounting rail with lock mounting devices capable of; supporting up to 75 pounds each, being repositioned, and mounting and dismounting of equipment without the use of tools (special tools may be required to unlock adapter that was previously locked to the rail). The rail must be capable of supporting medical equipment and accessories normally found in exam or patient rooms. The rail system must be capable of mounting and dismounting equipment without leaving or creating new holes in the finished surface of the wall. The rail system utilizes a series of mounting plates and adapters specific to the device being mounted to the rail. The plate and adapter rail mounting kit must be specified to match the equipment being mounted to the equipment rail.
A1200 | Lift System, Overhead, Patient Room | 1 | VC | An overhead rail system specifically designed for patient lifting and movement for a single bed patient room. The system will consist of recessed or ceiling mounted primary and secondary rails, lift motor with rolling carriage, patient harness or seat, and a hand controller or control box with charger. System will facilitate lifting and movement of patient to and from bed to gurney, chair or other requirement. Minimum lift capability is 550 pounds. Custom design of track layout by manufacturer is essential to meet individual facility requirements.
A5075 | Dispenser, Soap, Disposable | 1 | VV | Disposable soap dispenser. One-handed dispensing operation. Designed to accommodate disposable soap cartridge and valve.
A5077 | Dispenser, Hand Sanitizer, Hands-Free | 1 | VV | A touch free wall-mounted hand sanitizer dispenser. For use throughout a healthcare facility. Unit does not include the sanitizing liquid. Units are battery operated.
A5080 | Dispenser, Paper Towel, SS, Surface Mounted | 1 | CC | A surface mounted, satin finish stainless steel, single-fold, paper towel dispenser. Dispenser features: tumbler lock; front hinged at bottom; and refill indicator slot. Minimum capacity 400 single-fold paper towels. For general purpose use throughout the facility.
A5107 | Dispenser, Glove, Surgical/Examination, Wall Mntd | 1 | VV | Examination three (Small Medium, Large) glove dispenser box for wall mounting. Fabricated of either cold rolled steel with a white baked enamel finish, plastic or acrylic. Hardware not included, Option 3 powder coated steel.
A5108 | Waste Disposal Unit, Sharps | 1 | VV | A container for collecting and transporting syringes and other sharps for decontamination and disposal. Available in 2 gallon and 8 gallon with locking rotor. Complies with OSHA regulations for handling sharps.
A5180 | Track, Cubicle, Surface Mounted, With Curtain | 1 | VV | Surface mounted cubicle track, with curtain. Track constructed of thick extruded aluminum. Equipped with self lubricating carriers, beaded drop chain hooks, and flame resistant curtain. To include removable end caps. Designed to be suspended around patient areas where privacy is needed. Price listed is per foot of the track, curtains to be priced per quote.
CS150 | Sink, SS, Single Compartment, 10x19x16 ID | 1 | CC | Single compartment stainless steel sink, drop-in, self-rimming, ledge-type, connected with a drain and provided with a mixing faucet. It shall also be provided with pre-punched fixture holes on 4" center, integral back ledge to accommodate deck-mounted fixtures, brushed/polished interior and top surfaces, and sound deadened. Recommended for use in suspended or U/C/B sink cabinets having a high plastic laminate or Chemsurf laminate countertop/work surface. Coordinate actual outside sink dimensions with the actual clear dimension of cabinet specified to ensure that they are compatible. For general purpose use throughout the facility.
CT020 | Countertop, Solid Surface | 1 | CC | A solid, nonporous countertop with a smooth seamless appearance. Easy to clean and maintain and with proper cleaning does not support the growth of mold. An acrylic-based solid surface product. Standard thickness of 1", and a 4" butt backsplash/curb. Also referred to as a work surface or work top. Available in a choice of colors and depths. Used in lab and other hospital areas requiring optimum physical and chemical resisting properties.
E0948 | Cart, General Storage, Mobile, 42"H x 32"W x 22"D | 1 | VV | THIS TYPICAL INCLUDES: 1 Cart Body, Style-A Narrow, w/Raised Edge Top 2 Drawers, 3" H 4 Drawers, 6" H 1 Accessory Rail, Side Drawer Organizer Bins
F0205 | Chair, Side With Arms | 1 | VV | Upholstered side chair, 32" high X 21" wide X 23" deep with arms, padded seats and padded backs. Seat height is a minimum of 17". Available with or without sled base.
F0360 | Footstool, Straight w/Handle | 1 | VV | A footstool used to assist patients getting on and off exam or surgical tables. Fitted with a handrail for added security and balance of the patient.
M0750 | Flowmeter, Air, Connect w/50 PSI Supply | 1 | VV | Air flowmeter. Unit has a stainless steel needle valve with clear flowtube for connection to 50 PSI air outlet from central pipeline system. Requires the appropriate adapter for connection to the wall outlet and fitting to connect to tubing. Database prices reflect fittings with an attached DISS power outlet. Other outlet and adapter configurations are available.
M0755 | Flowmeter, Oxygen, Low Flow | 1 | VV | Oxygen flowmeter. Consists of a clear crystal flowtube calibrated to 3.5 or 8 LPM depending on manufacturer. For oxygen regulation in hospital settings. Database pricing includes DISS fitting and DISS power outlet and wall adapter. Other fitting and adapter configurations are available.
M0765 | Regulator, Vacuum | 1 | VV | Vacuum pressure regulator for connection to central piped vacuum system. Standard display scale is graduated at least from 0 to 200 mm Hg of vacuum. Displays on specialized regulators may cover other vacuum ranges. Regulator type (continuous, intermittent, continuous/intermittent, surgical, pediatric, thoracic, etc.) as required. To be used in delivery, neonatal, pediatrics or any area where suction is required. Database pricing reflects continuous regulators graduated to 200 mm Hg with a full line vacuum selection switch and DISS configured inlets and outlets.
M3070 | Hamper, Linen, Mobile, w/Lid | 1 | VV | Mobile linen hamper with hand or foot operated lid. Made of heavy tubular stainless steel with heavy gauge welded steel platform. Holds 25" hamper bags. Mounted on ball bearing casters. For linen transport in hospitals and clinics.
M3072 | Frame, Infectious Waste Bag w/Lid | 1 | VV | Frame for an infectious waste collection bag. Made of heavy tubular stainless steel with heavy gauge welded steel platform. Adjust to hold 18" or 25" trash bags. Mounted on ball bearing casters and includes permanently mounted hinged lid. Provides means of bagging infectious waste at point of waste generation.
M4255 | Stand, IV, Adjustable | 1 | VV | Adjustable IV stand with 4-hook arrangement. Stand has stainless steel construction with heavy weight base. It adjusts from 66 inches to 100 inches and is mounted on conductive rubber, ball bearing, swivel casters. Stand is used for administering intravenous solutions.
M4655 | Stretcher, Mobile, CRS, 9 Position | 1 | VV | Mobile stretcher. All corrosion resistant stainless steel construction. It consists of a tubular frame with side rails, a 9-position hydraulic base with pneumatic fowler adjustment, and a 2" pad. Unit is mounted on 8" conductive casters. Designed for patient transport as well as for minor surgical procedures.
M7845 | Monitor, Physiological, Bedside, 4 Channel | 1 | VV | 4 channel bedside physiological monitor. The unit consist of a four-channel non-fade monochrome display monitor, an alarm system and printer-recording capabilities. The monitor has color coded controls and automatic calibration. The unit displays up to four waveforms simultaneously. The parameters to be monitored are user selectable. The monitor may be connected to a central monitoring station. The unit monitors patients in most acute care areas, step-down units, procedure rooms and emergency rooms.
6 - SC293 - ASC Pre-OP / Phase II Patient Holding Room, Clncl Sprt | 6 - SC293 - ASC Pre-OP / Phase II Patient Holding Room, Clncl Sprt | 6 - SC293 - ASC Pre-OP / Phase II Patient Holding Room, Clncl Sprt | 6 - SC293 - ASC Pre-OP / Phase II Patient Holding Room, Clncl Sprt | 6 - SC293 - ASC Pre-OP / Phase II Patient Holding Room, Clncl Sprt
JSN | NAME | QTY | ACQ/INS | DESCRIPTION
A1012 | Telephone, Wall Mounted, 1 Line | 1 | VV | Telephone, wall mounted, 1 line.
A1107 | Rail System , Utility, Gas and Electric | 1 | CC | The headwall rail system shall consist of three horizontal rails mounted to the patient room headwall to provide utilities and patient services to support ancillary equipment to include gas and vacuum. The rail system must be capable of quickly adding or relocating medical gases services and be able to accept new equipment, provide physical support to equipment, brackets, shelves and other patient support items.
A5075 | Dispenser, Soap, Disposable | 1 | VV | Disposable soap dispenser. One-handed dispensing operation. Designed to accommodate disposable soap cartridge and valve.
A5077 | Dispenser, Hand Sanitizer, Hands-Free | 1 | VV | A touch free wall-mounted hand sanitizer dispenser. For use throughout a healthcare facility. Unit does not include the sanitizing liquid. Units are battery operated.
A5082 | Dispenser, Paper Towel, Sensor, Hands Free | 1 | CC | A surface mounted, sensor activated, automatic, roll paper towel dispenser. The unit dispenses a paper towel automatically only when hands are place in position below the dispenser for maximum sanitation and hygiene. May include adjustable settings for sheet length, time delay, and sensor range. Unit is battery operated or with optional AC power adapter.
A5107 | Dispenser, Glove, Surgical/Examination, Wall Mntd | 1 | VV | Examination three (Small Medium, Large) glove dispenser box for wall mounting. Fabricated of either cold rolled steel with a white baked enamel finish, plastic or acrylic. Hardware not included, Option 3 powder coated steel.
A5108 | Waste Disposal Unit, Sharps | 1 | VV | A container for collecting and transporting syringes and other sharps for decontamination and disposal. Available in 2 gallon and 8 gallon with locking rotor. Complies with OSHA regulations for handling sharps.
A5145 | Hook, Garment, Double, SS, Surface Mounted | 1 | CC | A surface mounted, satin finish stainless steel, double garment hook. Equipped with a concealed mounting bracket that is secured to a concealed wall plate. For general purpose use throughout the facility to hang various items of apparel.
A5180 | Track, Cubicle, Surface Mounted, With Curtain | 9 | VV | Surface mounted cubicle track, with curtain. Track constructed of thick extruded aluminum. Equipped with self lubricating carriers, beaded drop chain hooks, and flame resistant curtain. To include removable end caps. Designed to be suspended around patient areas where privacy is needed. Price listed is per foot of the track, curtains to be priced per quote.
A5212 | Bracket, Television, Wall-Mounted, Tilt/Angle | 1 | VV | A wall mounted, tilt/angled TV bracket for 37" to 80" TVs. Mount will be a universal and VESA compliant unit with a load capacity of up to 130 lbs.
A5220 | Bracket, Television, Wall Backing | 1 | CC | Wall mounted television bracket backing which provides additional support and strength for the installation of the television bracket. Option available for interior or exterior plate and sized for 12” 16” or 24” stud spacing.
C0037 | Rail, Apron, 4x36x1 | 1 | CC | Apron rail. Also referred to as an apron front, apron panel, or knee space rail. Used to close in front knee space area and/or provide work surface support between two base cabinets or a base cabinet and wall. Apron rails should be ordered in pairs to provide both front and rear work surface support.
CS140 | Sink, SS, Single Compartment, 10x14x16 ID | 1 | CC | Single compartment stainless steel sink, drop-in, self-rimming, ledge-type, connected with a drain and provided with a mixing faucet. It shall also be provided with punched fixture holes on 4" center, integral back ledge to accommodate deck-mounted fixtures, brushed/polished interior and top surfaces, and sound deadened. Recommended for use in suspended or U/C/B sink cabinets having a high plastic laminate or Chemsurf laminate countertop/work surface. Coordinate actual outside sink dimensions with the actual clear dimension of cabinet specified to ensure that they are compatible. For general purpose use throughout the facility.
CT020 | Countertop, Solid Surface | 3 | CC | A solid, nonporous countertop with a smooth seamless appearance. Easy to clean and maintain and with proper cleaning does not support the growth of mold. An acrylic-based solid surface product. Standard thickness of 1", and a 4" butt backsplash/curb. Also referred to as a work surface or work top. Available in a choice of colors and depths. Used in lab and other hospital areas requiring optimum physical and chemical resisting properties.
E0948 | Cart, General Storage, Mobile, 42"H x 32"W x 22"D | 1 | VV | THIS TYPICAL INCLUDES: 1 Cart Body, Style-A Narrow, w/Raised Edge Top 2 Drawers, 3" H 4 Drawers, 6" H 1 Accessory Rail, Side Drawer Organizer Bins
F0205 | Chair, Side With Arms | 2 | VV | Upholstered side chair, 32" high X 21" wide X 23" deep with arms, padded seats and padded backs. Seat height is a minimum of 17". Available with or without sled base.
F2010 | Basket, Wastepaper, Step-On | 1 | VV | "Step-on" wastepaper basket with inner liner and foot petal activated flip top.
F3200 | Clock, Battery, 12" Diameter | 1 | VV | Clock, 12" diameter. Round surface, easy to read numbers with sweep second hand. Wall mounted unit for use when impractical to install a fully synchronized clock system. Battery operated, (batteries not included).
M0506 | Television, Flat Screen | 1 | VV | Flat screen television with approximately 32'" to 40' diagonal screen size. The TV will have built-in speakers, NTSC tuner, a 16:9 wide screen aspect ratio, a minimum of 1280 x 768 resolution and a remote control.
M0750 | Flowmeter, Air, Connect w/50 PSI Supply | 1 | VV | Air flowmeter. Unit has a stainless steel needle valve with clear flowtube for connection to 50 PSI air outlet from central pipeline system. Requires the appropriate adapter for connection to the wall outlet and fitting to connect to tubing. Database prices reflect fittings with an attached DISS power outlet. Other outlet and adapter configurations are available.
M0755 | Flowmeter, Oxygen, Low Flow | 1 | VV | Oxygen flowmeter. Consists of a clear crystal flowtube calibrated to 3.5 or 8 LPM depending on manufacturer. For oxygen regulation in hospital settings. Database pricing includes DISS fitting and DISS power outlet and wall adapter. Other fitting and adapter configurations are available.
M0765 | Regulator, Vacuum | 1 | VV | Vacuum pressure regulator for connection to central piped vacuum system. Standard display scale is graduated at least from 0 to 200 mm Hg of vacuum. Displays on specialized regulators may cover other vacuum ranges. Regulator type (continuous, intermittent, continuous/intermittent, surgical, pediatric, thoracic, etc.) as required. To be used in delivery, neonatal, pediatrics or any area where suction is required. Database pricing reflects continuous regulators graduated to 200 mm Hg with a full line vacuum selection switch and DISS configured inlets and outlets.
M1801 | Computer, Microprocessing, w/Flat Panel Monitor | 1 | VV | Desk top microprocessing computer. The unit shall consist of a central processing mini tower, flat panel monitor, keyboard, mouse and speakers. The system shall have the following minimum characteristics: a 2.8 GHz Pentium processor; 512 MB memory; 80GB hard drive; 32/48x CD-ROMDVD combo; 1.44MB network interface card; video 32 MB NVIDIA; a 18 inch flat panel monitor. The computer is used throughout the facility to input, manipulate and retrieve information.
M1803 | Workstation, Computer, Wall Mounted, Adjustable | 1 | VV | A wall mounted computer workstation with height adjustable monitor and keyboard arms. Keyboard and monitor can be stored within 8" to 10" of wall. Fingertip adjustability for keyboard and monitor enable frequent position changes. Unit contains an integrated cable management system to hide wires. A separate wall-mounted CPU holder is included.
M3070 | Hamper, Linen, Mobile, w/Lid | 1 | VV | Mobile linen hamper with hand or foot operated lid. Made of heavy tubular stainless steel with heavy gauge welded steel platform. Holds 25" hamper bags. Mounted on ball bearing casters. For linen transport in hospitals and clinics.
M3072 | Frame, Infectious Waste Bag w/Lid | 1 | VV | Frame for an infectious waste collection bag. Made of heavy tubular stainless steel with heavy gauge welded steel platform. Adjust to hold 18" or 25" trash bags. Mounted on ball bearing casters and includes permanently mounted hinged lid. Provides means of bagging infectious waste at point of waste generation.
M4255 | Stand, IV, Adjustable | 1 | VV | Adjustable IV stand with 4-hook arrangement. Stand has stainless steel construction with heavy weight base. It adjusts from 66 inches to 100 inches and is mounted on conductive rubber, ball bearing, swivel casters. Stand is used for administering intravenous solutions.
M4266 | Pump, Volumetric, Infusion, Multiple Line | 1 | VV | Volumetric infusion pump. Pump is self-regulating with automatic sensor and adjustable rate. Equipped with visual and audible alarms and up to 10 hour capacity battery. For the administration of a wide variety of therapeutic agents where precise control is required. Unit provides individual control to IV lines simultaneously.
M4665 | Stretcher, Recovery, Surgical | 1 | VV | Recovery/surgical stretcher. Strong I-beam construction type unit. The height is adjustable with manual backrest and crank operated knee catch. Stainless or painted steel top and chassis. Features 8" or 10" conductive casters, with lock and brake, folding, tuck-away chrome side-rails and IV stand and a flame retardant antibacterial mattress. Designed for operating room transport or recovery applications.
M7040 | Table, Overbed | 1 | VV | Overbed table. Adjustable height table constructed of heavy gauge steel. Mounted on 2" diameter twin swivel casters with bumper caps. Table top is constructed with a high pressure plastic laminated surface that resists chipping, scratching, and staining. It includes a vanity tray and a mirror. Table is designed for use over bed, wheelchair or large chair.
M7845 | Monitor, Physiological, Bedside, 4 Channel | 1 | VV | 4 channel bedside physiological monitor. The unit consist of a four-channel non-fade monochrome display monitor, an alarm system and printer-recording capabilities. The monitor has color coded controls and automatic calibration. The unit displays up to four waveforms simultaneously. The parameters to be monitored are user selectable. The monitor may be connected to a central monitoring station. The unit monitors patients in most acute care areas, step-down units, procedure rooms and emergency rooms.
7 - SB201 - ASC Pre-OP / Phase II Patient Toilet, Bldg Sprt | 7 - SB201 - ASC Pre-OP / Phase II Patient Toilet, Bldg Sprt | 7 - SB201 - ASC Pre-OP / Phase II Patient Toilet, Bldg Sprt | 7 - SB201 - ASC Pre-OP / Phase II Patient Toilet, Bldg Sprt | 7 - SB201 - ASC Pre-OP / Phase II Patient Toilet, Bldg Sprt
JSN | NAME | QTY | ACQ/INS | DESCRIPTION
A1067 | Mirror, Float Glass, ADA Accessible | 1 | CC | A high quality 1/4" polished float glass mirror with a stainless steel frame. Frame holds mirror in a tilted position for accessibility and compliance with ADA requirements. Mirror has a galvanized steel back secured to frame with concealed screws with integral horizontal hanging brackets. Mirror shall be approximately 18" wide and 36" high. Other sizes are available.
A5075 | Dispenser, Soap, Disposable | 1 | VV | Disposable soap dispenser. One-handed dispensing operation. Designed to accommodate disposable soap cartridge and valve.
A5082 | Dispenser, Paper Towel, Sensor, Hands Free | 1 | CC | A surface mounted, sensor activated, automatic, roll paper towel dispenser. The unit dispenses a paper towel automatically only when hands are place in position below the dispenser for maximum sanitation and hygiene. May include adjustable settings for sheet length, time delay, and sensor range. Unit is battery operated or with optional AC power adapter.
A5090 | Disposal, Sanitary Napkin, SS, Surface Mounted | 1 | CC | A surface mounted, satin finish stainless steel, sanitary napkin disposal. Disposal features a flip-up cover, secured to the container by a heavy duty stainless steel piano-hinge. Disposal may be secured to wall or toilet partition. For general purpose use in female toilet stalls or rooms and uni-sex toilet rooms.
A5109 | Grab Bar, 1-1/4" Dia., SS, 2 Wall, W/C Accessible | 1 | CC | A 1-1/4" diameter, satin finish stainless steel, peened gripping surface, 2 wall toilet stall/ room, grab bar with concealed mounting flanges. Snap over flanges are provided to conceal mounting screws. A selection of mounting kits and concealed anchor devices are available from the manufacturers for different types of installations. Grab bar shall comply with barrier-free accessibility guidelines for structural strength. For typical water closet applications in toilet stalls and rooms where ADA (American's With Disabilities Act) requirements must be met.
A5145 | Hook, Garment, Double, SS, Surface Mounted | 1 | CC | A surface mounted, satin finish stainless steel, double garment hook. Equipped with a concealed mounting bracket that is secured to a concealed wall plate. For general purpose use throughout the facility to hang various items of apparel.
A5200 | Dispenser, Toilet Tissue, SS, 2-Roll, Surface Mntd | 1 | CC | A concealed surface mounted, double roll, satin finish stainless steel, toilet tissue dispenser. Unit accommodates two standard-core toilet tissue rolls through 5" in diameter. Spindles are chrome plated plastic with a heavy-duty internal spring and turn freely for non-controlled delivery. For general purpose use in restrooms.
F2010 | Basket, Wastepaper, Step-On | 1 | VV | "Step-on" wastepaper basket with inner liner and foot petal activated flip top.
P3000 | Lavatory, Vitreous China, Straight Back | 1 | CC | Wall mounted, vitreous china lavatory (approximate bowl size 7"x15"x10") with: straight-front apron, straight or contoured back; faucet holes on 4" centers; gooseneck spout; wrist blade handles; and grid strainer. It shall be suitable for use in clinics, offices, washrooms or patient care areas.
P9050 | Toilet, Wall Hung, Siphon Jet | 1 | CC | Siphon jet water closet/ toilet. This unit is wall hung with an elongated bowl, top spud flushometer, seat with open front and check hinge, and carrier. Used in restrooms throughout the health care facility.
8 - SC152 - ASC Pre-OP / Phase II Nurse Station, Clncl Sprt | 8 - SC152 - ASC Pre-OP / Phase II Nurse Station, Clncl Sprt | 8 - SC152 - ASC Pre-OP / Phase II Nurse Station, Clncl Sprt | 8 - SC152 - ASC Pre-OP / Phase II Nurse Station, Clncl Sprt | 8 - SC152 - ASC Pre-OP / Phase II Nurse Station, Clncl Sprt
JSN | NAME | QTY | ACQ/INS | DESCRIPTION
A1010 | Telecommunication Outlet | 4 | VV | Telecommunication outlet location.
A1015 | Telephone, Desk, Multiple Line | 2 | VV | Telephone, desk, multiple line.
E0418 | Nurse Station, Medium, Free Standing | 1 | VV | Nurse station typicals have non-powered steel frames with a pre-installed metal junction box for user defined electrical solutions. Data modules and low voltage cabling can be routed freely within the frame. Electrical and/or data devices are not provided with the nurse station. Panel inserts are available in fabric, painted metal, tackable, acoustical, paper management, rail, glass, open and electrical/data accessible styles. Typicals include panel inserts for both sides of the steel frame. All electrical connections must be made by an electrical contractor. THIS TYPICAL INCLUDES: 5 steel frames, 70"H x 24"W; 1 steel frame, 70"H x 48"W; 2 steel frames, 38"W x 48"W; 4 steel frames, 38"H x 24"W; 1 steel frame w/low access, 38"H x 48"W; 2 frame connectors, 3-way corner, 70"H; 1 frame connector, 2-way corner, 38"H; 2 frame connectors, 135 degree, 2-way, 38"H; 9 finished end hardware; 6 frame-to-frame connectors; 3 cantilevered work surface, 48"W; 2 cantilevered, work surface, 72"W; 1 cantilevered low access work surface, 135 degree, 48"W; 2 pedestal box/box/files; 2 panel inserts, painted metal, 8"H x 24"W; 50 panel inserts, painted metal, 16"H x 24"W; 10 panel inserts, painted metal, 16"H x 48"W; 2 panel inserts, painted metal, 20"H x 48"W : 2 panel inserts, tackable, 16"H x 24"W; 2 panel inserts, paper mgmt., 8"H x 48"W; 1 countertop w/light support assembly, 16"D x 14'-0"L; 18 paper tray, 10"W; 2 chart shelf, pass-thru, 24"W; 2 chart shelf, pass-thru, 48"W.
F0280 | Chair, Swivel, Low Back | 4 | VV | Low back contemporary swivel chair, 37" high X 25" wide X 31" deep with a five (5) caster swivel base, arms and foam padded seat and back upholstered with either woven textile fabric or vinyl.
F2000 | Basket, Wastepaper, Fire Resistant | 2 | VV | Wastepaper basket, fire resistant, approximately 40 quart capacity. This unit is used to collect and temporarily store small quantities of paper refuse in patient rooms, administrative areas and nursing stations. Size and shape varies depending on the application and manufacturer selected.
F3050 | Whiteboard, Dry Erase | 1 | VV | Whiteboard unit, approximately 36" H x 48" W consisting of a white porcelain enamel writing surface with an attached chalk tray. Magnetic surface available. Image can be easily removed with a standard chalkboard eraser. For use with water color pens. Unit is ready to hang.
F3200 | Clock, Battery, 12" Diameter | 1 | VV | Clock, 12" diameter. Round surface, easy to read numbers with sweep second hand. Wall mounted unit for use when impractical to install a fully synchronized clock system. Battery operated, (batteries not included).
M1605 | Holder, Chart, 20 Each | 1 | VV | Clinical chart holder cart. 20 chart capacity. 2 side-by-side tiers. May be ordered in various chart capacities. Constructed of heavy metal frames with vinyl laminated surfaces or painted panels. 3" casters with locks. Used to hold patient spring loaded charts.
M1801 | Computer, Microprocessing, w/Flat Panel Monitor | 4 | VV | Desk top microprocessing computer. The unit shall consist of a central processing mini tower, flat panel monitor, keyboard, mouse and speakers. The system shall have the following minimum characteristics: a 2.8 GHz Pentium processor; 512 MB memory; 80GB hard drive; 32/48x CD-ROMDVD combo; 1.44MB network interface card; video 32 MB NVIDIA; a 18 inch flat panel monitor. The computer is used throughout the facility to input, manipulate and retrieve information.
M1820 | Imprinter, Data Record, Electric | 1 | VV | Electric data record imprinter. The device accepts embossed plastic patient cards in either the 50 column or the 80 column format and adjusts automatically for card size and form thickness. Device will provide clear readable impressions with a cycle that is less than 1 second in length. Electro-mechanical design provides for a consistent impression that is independent of operator knowledge or technique. Unit may include a date/time stamp as an accessory.
M1840 | Printer/Copier/Fax Combination | 1 | VV | Multifunctional printer, fax, scanner and copier (PFC) all-in-one machine.
M1855 | Facsimile Machine | 1 | VV | Plain paper facsimile unit used to transmit printed matter or images over standard telephone lines. The unit operates at a modem speed of 33.6 Kbps and automatically recognizes and communicates with a variety of standard facsimile machines. Commonly referred to as "fax" unit.
9 - SC231 - ASC Pre-OP / Phase II Provider Workroom, Clncl Sprt | 9 - SC231 - ASC Pre-OP / Phase II Provider Workroom, Clncl Sprt | 9 - SC231 - ASC Pre-OP / Phase II Provider Workroom, Clncl Sprt | 9 - SC231 - ASC Pre-OP / Phase II Provider Workroom, Clncl Sprt | 9 - SC231 - ASC Pre-OP / Phase II Provider Workroom, Clncl Sprt
JSN | NAME | QTY | ACQ/INS | DESCRIPTION
A1010 | Telecommunication Outlet | 3 | VV | Telecommunication outlet location.
A1015 | Telephone, Desk, Multiple Line | 3 | VV | Telephone, desk, multiple line.
E0042 | Workcenter, Computer, Free Standing, 48" W | 3 | VV | THIS TYPICAL INCLUDES: 1 Tool Rail 2 Paper Tray 1 Diagonal Tray 1 Freestanding Work Surface 1 Mobile Pedestal, Box/File 1 Adjustable Keyboard Tray
F0275 | Chair, Swivel, High Back | 3 | VV | Highback contemporary swivel chair, 41" high X 23" wide X 23" deep with five (5) caster swivel base and arms. Chair may be used at desks or in conference rooms. Back and seat are foam padded and upholstered with either woven textile fabric or vinyl.
F2000 | Basket, Wastepaper, Fire Resistant | 3 | VV | Wastepaper basket, fire resistant, approximately 40 quart capacity. This unit is used to collect and temporarily store small quantities of paper refuse in patient rooms, administrative areas and nursing stations. Size and shape varies depending on the application and manufacturer selected.
F3200 | Clock, Battery, 12" Diameter | 1 | VV | Clock, 12" diameter. Round surface, easy to read numbers with sweep second hand. Wall mounted unit for use when impractical to install a fully synchronized clock system. Battery operated, (batteries not included).
M1801 | Computer, Microprocessing, w/Flat Panel Monitor | 3 | VV | Desk top microprocessing computer. The unit shall consist of a central processing mini tower, flat panel monitor, keyboard, mouse and speakers. The system shall have the following minimum characteristics: a 2.8 GHz Pentium processor; 512 MB memory; 80GB hard drive; 32/48x CD-ROMDVD combo; 1.44MB network interface card; video 32 MB NVIDIA; a 18 inch flat panel monitor. The computer is used throughout the facility to input, manipulate and retrieve information.
10 - SC189 - ASC Pre-OP / Phase II Handwashing Station, Clncl Sprt | 10 - SC189 - ASC Pre-OP / Phase II Handwashing Station, Clncl Sprt | 10 - SC189 - ASC Pre-OP / Phase II Handwashing Station, Clncl Sprt | 10 - SC189 - ASC Pre-OP / Phase II Handwashing Station, Clncl Sprt | 10 - SC189 - ASC Pre-OP / Phase II Handwashing Station, Clncl Sprt
JSN | NAME | QTY | ACQ/INS | DESCRIPTION
A1067 | Mirror, Float Glass, ADA Accessible | 1 | CC | A high quality 1/4" polished float glass mirror with a stainless steel frame. Frame holds mirror in a tilted position for accessibility and compliance with ADA requirements. Mirror has a galvanized steel back secured to frame with concealed screws with integral horizontal hanging brackets. Mirror shall be approximately 18" wide and 36" high. Other sizes are available.
A5075 | Dispenser, Soap, Disposable | 1 | VV | Disposable soap dispenser. One-handed dispensing operation. Designed to accommodate disposable soap cartridge and valve.
A5080 | Dispenser, Paper Towel, SS, Surface Mounted | 1 | CC | A surface mounted, satin finish stainless steel, single-fold, paper towel dispenser. Dispenser features: tumbler lock; front hinged at bottom; and refill indicator slot. Minimum capacity 400 single-fold paper towels. For general purpose use throughout the facility.
F2010 | Basket, Wastepaper, Step-On | 1 | VV | "Step-on" wastepaper basket with inner liner and foot petal activated flip top.
P3100 | Lavatory, Vitreous China, Slab Type | 1 | CC | Wall mounted, slab type, vitreous china, lavatory (approximate bowl size 7"x15"x10") with: faucet holes on 4" centers; gooseneck spout; wrist blade handles; and grid strainer. It shall be suitable for use in clinics, offices, washrooms or patient care area.
11 - SV272 - ASC Pre-OP / Phase II Nourishment Room, F&N Svc | 11 - SV272 - ASC Pre-OP / Phase II Nourishment Room, F&N Svc | 11 - SV272 - ASC Pre-OP / Phase II Nourishment Room, F&N Svc | 11 - SV272 - ASC Pre-OP / Phase II Nourishment Room, F&N Svc | 11 - SV272 - ASC Pre-OP / Phase II Nourishment Room, F&N Svc
JSN | NAME | QTY | ACQ/INS | DESCRIPTION
A5075 | Dispenser, Soap, Disposable | 1 | VV | Disposable soap dispenser. One-handed dispensing operation. Designed to accommodate disposable soap cartridge and valve.
A5080 | Dispenser, Paper Towel, SS, Surface Mounted | 1 | CC | A surface mounted, satin finish stainless steel, single-fold, paper towel dispenser. Dispenser features: tumbler lock; front hinged at bottom; and refill indicator slot. Minimum capacity 400 single-fold paper towels. For general purpose use throughout the facility.
C03F0 | Cabinet, U/C/B, 1 Shelf, 2 Half DR, 2 DO, 36x30x22 | 1 | CC | Standing height under counter base cabinet with an adjustable shelf and two half width drawers above solid hinged doors. Also referred to as a combination cabinet or a drawer and cupboard cabinet. For general purpose use throughout the facility.
C03H0 | Cabinet, U/C/B, 2 Half Drawers, 3 DR, 36x30x22 | 1 | CC | Standing height under counter base cabinet with two half width drawers side-by-side above three full width drawers. Also referred to as a drawer cabinet. For general purpose use throughout the facility.
C03J0 | Cabinet, U/C/B, 8 Half Drawers, 36x30x22 | 1 | CC | Standing height under counter base cabinet with eight half width drawers of equal height. Also referred to as a drawer cabinet. For general purpose use throughout the facility.
C03P0 | Cabinet, Sink, U/C/B, 2 Door, 30" W | 1 | CC | Standing height under counter base sink cabinet. 36" H x 30" W x 22" D with two solid hinged doors. Also referred to as a double-door sink cabinet. For general purpose use throughout the facility where a sink is to be used. Coordinate actual clear cabinet dimension with the actual outside dimension of sink that is specified to ensure that they are compatible.
CE030 | Cabinet, W/H, 2 SH, 2 GDO, Sloping Top, 38x30x13 | 2 | CC | Wall hung cabinet with two adjustable shelves, framed-glass hinged doors, and sloping top. Also referred to as a framed-glass hinged double door wall case. For general purpose use throughout the facility.
CS230 | Sink, SS, Double Compartment, 10x14x16 ID | 1 | CC | Double compartment stainless steel sink, drop-in, self-rimming, ledge-type, connected with a drain and provided with a mixing faucet. It shall also be provided with pre-punched fixture holes on 4" center, integral back ledge to accommodate deck-mounted fixtures, brushed/polished interior and top surfaces, and sound deadened. Recommended for use in suspended or U/C/B sink cabinets having a high plastic laminate or Chemsurf laminate countertop/work surface. Coordinate actual outside sink dimensions with the actual clear dimension of cabinet specified to ensure that they are compatible. For general purpose use throughout the facility.
CT020 | Countertop, Solid Surface | 10 | CC | A solid, nonporous countertop with a smooth seamless appearance. Easy to clean and maintain and with proper cleaning does not support the growth of mold. An acrylic-based solid surface product. Standard thickness of 1", and a 4" butt backsplash/curb. Also referred to as a work surface or work top. Available in a choice of colors and depths. Used in lab and other hospital areas requiring optimum physical and chemical resisting properties.
F2015 | Basket, Wastepaper, Metal/Plastic,2 Swinging Doors | 1 | VV | Metal receptacle for soiled / used towels or waste. Equipped with a removable tapered top with two independently operating self-closing, spring hinged doors. Used in public facilities for the collection and temporary storage of refuse.
K4665 | Oven, Microwave, Consumer | 1 | VV | Counter mounted microwave oven for average duty use. The exterior cabinet can be metal or heavy duty impact resistant plastic. The oven delivers instant energy for rapid heating, defrosting or prime cooking. The oven has touch pad controls, digital timer, power level selector and preprogrammed selectors for commonly cooked items. This oven is commonly found in staff lounges.
R4650 | Ice Maker, Flaked, With Dispenser | 1 | CC | Ice maker dispenser approximately 71" H x 19"D x 24"W. This unit provides flaked ice and cooled water automatically. The unit has a daily capacity up to 650 pounds and a 100 pound capacity stainless steel storage compartment with water station. Unit may be free-standing or counter-mounted, automatic load ice dispenser for food service and healthcare use. The unit is used in healthcare institutions and various commercial food service operations for dispensing ice.
R7250 | Refrigerator/Freezer, 20 Cubic Feet | 1 | VV | Refrigerator/freezer unit. This type unit includes a food saver system that helps keep food fresher. It also includes roll out wheels and is equipped for an optional automatic icemaker. This unit is of commercial or residential design and use.
13 - SC052 - ASC Pre-OP / Phase II Crash Cart Alcove, Clncl Sprt | 13 - SC052 - ASC Pre-OP / Phase II Crash Cart Alcove, Clncl Sprt | 13 - SC052 - ASC Pre-OP / Phase II Crash Cart Alcove, Clncl Sprt | 13 - SC052 - ASC Pre-OP / Phase II Crash Cart Alcove, Clncl Sprt | 13 - SC052 - ASC Pre-OP / Phase II Crash Cart Alcove, Clncl Sprt
JSN | NAME | QTY | ACQ/INS | DESCRIPTION
E0954 | Cart, Emergency, Mobile, 66"H x 32"W x 22"D | 1 | VV | THIS TYPICAL INCLUDES: 1 Cart body, style-A narrow, w/raised edge top 1 Accessory rail, side 1 Accessory rail, back 1 Defibrillator tray 1 IV pole 1 Breakaway bar 1 Flip-up shelf 1 Wastebasket 1 Oxygen tank holder 1 Electrical box-4 outlet 1 Cord wrap 4 Drawer, 3"H 3 Drawer, 6"H Drawer organizer bins.
M1100 | Resuscitator, Bag-Mask, Hand Operated | 1 | VV | Hand operated bag-mask resuscitator. Consists of face mask, non-rebreathing valve, compression bag and tidal bag. Used for resuscitation in life saving situations.
M7660 | Defibrillator/Monitor/Recorder, Portable | 1 | VV | Portable defibrillator-monitor-recorder. Integral unit system operable from self-contained rechargeable batteries. ECG may be viewed through paddles or patient cable. Options include external pacing and 12-Lead.
M8769 | Aspirator, Resuscitation, Portable w/ Battery | 1 | VV | High-vacuum and high-flow AC/DC powered suction unit for use on emergency resuscitation carts and for general suction use. Light weight, compact design, fully enclosed water resistant unit with an average run time of 60 minutes. Includes variable suction range up to 580 mmHg and 1200 CC collection canister.
14 - SC471 - ASC Pre-OP / Phase II Clean Linen Room, EMS | 14 - SC471 - ASC Pre-OP / Phase II Clean Linen Room, EMS | 14 - SC471 - ASC Pre-OP / Phase II Clean Linen Room, EMS | 14 - SC471 - ASC Pre-OP / Phase II Clean Linen Room, EMS | 14 - SC471 - ASC Pre-OP / Phase II Clean Linen Room, EMS
JSN | NAME | QTY | ACQ/INS | DESCRIPTION
M2055 | Shelving, Storage, Wire, CRS, w/Adjustable Shelves | 1 | VV | Stationary, wire, shelving unit. Unit has fully adjustable shelves constructed of stainless steel. For use in general purpose storage areas. Shelving is provided in various sizes and configurations. Price provided is for a unit approximately 74"H x 18"D x 48"W with four shelves.
15 - SC180 - ASC Pre-OP / Phase II Portable Imaging Alcove, Clncl Sprt | 15 - SC180 - ASC Pre-OP / Phase II Portable Imaging Alcove, Clncl Sprt | 15 - SC180 - ASC Pre-OP / Phase II Portable Imaging Alcove, Clncl Sprt | 15 - SC180 - ASC Pre-OP / Phase II Portable Imaging Alcove, Clncl Sprt | 15 - SC180 - ASC Pre-OP / Phase II Portable Imaging Alcove, Clncl Sprt
JSN | NAME | QTY | ACQ/INS | DESCRIPTION
X4780 | Radiographic Unit, Mobile, Battery, 100 mA, 100kVp | 1 | VV | Mobile radiographic, rechargeable battery powered x-ray unit. The unit is 100 mA, 110 kVp. For use in surgery or patient treatment areas.
16 - SB737 - ASC Pre-OP / Phase II Clean Utility Room, Lgstcs Svc | 16 - SB737 - ASC Pre-OP / Phase II Clean Utility Room, Lgstcs Svc | 16 - SB737 - ASC Pre-OP / Phase II Clean Utility Room, Lgstcs Svc | 16 - SB737 - ASC Pre-OP / Phase II Clean Utility Room, Lgstcs Svc | 16 - SB737 - ASC Pre-OP / Phase II Clean Utility Room, Lgstcs Svc
JSN | NAME | QTY | ACQ/INS | DESCRIPTION
E0906 | Locker, Supply, General, Wall Mtd, 23"W x 20"D | 1 | VV | THIS TYPICAL INCLUDES: 1 Wall Mounted Rail 1 Locked Storage Container 2 Tray/Shelves 1 Drawer, 3"H 3 Drawers, 6"H 2 Drawers, 9"H 1 Tray/Shelf Divider Drawer Organizer Bins Consider the need for an E0921 to transport the locker from place to place.
E0912 | Locker, Supply, Med Surg, Wall Mtd | 1 | VV | Medical/Surgical Supply locker, Wall Mounted, approximately 23"W x 20"D. THIS TYPICAL INCLUDES: 1 Wall Mounted Rail 1 Locked Storage Container 4 Tray/Shelves 5 Drawers, 3"H 2 Drawers, 6"H 2 Tray/Shelf Dividers Drawer Organizer Bins Consider the need for an E0921 to transport the locker from place to place.
E1500 | Rail, MOD, W/MNTD, HX144XD | 1 | VV | Wall mounted rail used for hanging (mounting) lockers, shelves and drawers on a wall.
F2000 | Basket, Wastepaper, Fire Resistant | 1 | VV | Wastepaper basket, fire resistant, approximately 40 quart capacity. This unit is used to collect and temporarily store small quantities of paper refuse in patient rooms, administrative areas and nursing stations. Size and shape varies depending on the application and manufacturer selected.
17 - SB743 - ASC Pre-OP / Phase II Soiled Utility Room, Lgstcs Svc | 17 - SB743 - ASC Pre-OP / Phase II Soiled Utility Room, Lgstcs Svc | 17 - SB743 - ASC Pre-OP / Phase II Soiled Utility Room, Lgstcs Svc | 17 - SB743 - ASC Pre-OP / Phase II Soiled Utility Room, Lgstcs Svc | 17 - SB743 - ASC Pre-OP / Phase II Soiled Utility Room, Lgstcs Svc
JSN | NAME | QTY | ACQ/INS | DESCRIPTION
A1012 | Telephone, Wall Mounted, 1 Line | 1 | VV | Telephone, wall mounted, 1 line.
A5075 | Dispenser, Soap, Disposable | 1 | VV | Disposable soap dispenser. One-handed dispensing operation. Designed to accommodate disposable soap cartridge and valve.
A5077 | Dispenser, Hand Sanitizer, Hands-Free | 1 | VV | A touch free wall-mounted hand sanitizer dispenser. For use throughout a healthcare facility. Unit does not include the sanitizing liquid. Units are battery operated.
A5080 | Dispenser, Paper Towel, SS, Surface Mounted | 1 | CC | A surface mounted, satin finish stainless steel, single-fold, paper towel dispenser. Dispenser features: tumbler lock; front hinged at bottom; and refill indicator slot. Minimum capacity 400 single-fold paper towels. For general purpose use throughout the facility.
A5106 | Waste Disposal Unit, Sharps w/Glove Dispenser | 1 | VV | The unit is designed for the disposal of sharps and complies with OSHA guidelines for the handling of sharps. It shall house a 5 quart container and be capable of being mounted on a wall. It shall have a glove dispenser attached. The unit shall be secured by a locked enclosure.
C04F0 | Cabinet, U/C/B, 1 Shelf, 2 Half DR, 2 DO, 36x36x22 | 1 | CC | Standing height under counter base cabinet with an adjustable shelf and two half width drawers above solid hinged doors. Also referred to as a combination cabinet or a drawer and cupboard cabinet. For general purpose use throughout the facility.
C05P0 | Cabinet, Sink, U/C/B, 2 Door, 36x48x22 | 1 | CC | Standing height under counter base sink cabinet with solid hinged doors. Also referred to as a double-door sink cabinet. For general purpose use throughout the facility where a sink is to be used. Coordinate actual clear cabinet dimension with the actual outside dimension of sink that is specified to ensure that they are compatible.
CS200 | Sink, SS, Single Compartment, 12x28x16 ID | 1 | CC | Single compartment stainless steel sink, drop-in, self-rimming, ledge-type, connected with a drain and provided with a mixing faucet. It shall also be provided with pre-punched fixture holes on 4" center, integral back ledge to accommodate deck-mounted fixtures, brushed/polished interior and top surfaces, and sound deadened. Recommended for use in suspended or U/C/B sink cabinets having a high plastic laminate or Chemsurf laminate countertop/work surface. Coordinate actual outside sink dimensions with the actual clear dimension of cabinet specified to ensure that they are compatible. For general purpose use throughout the facility.
CT050 | Countertop, Stainless Steel | 1 | CC | Stainless steel countertop (composition of heavy-gauge Type No. 304 stainless steel) having a smooth satin finish and integral 4" backsplash/curb. Also referred to as a corrosion-resistant steel work surface or work top. Available in various depths. Used in areas where excellent ease of cleaning, abrasion resistance, bacteria resistance, impact resistance, load capacity and moisture resistance, are of concern. Pricing based upon a 24" depth.
F2020 | Can, Trash, 44 Gallon | 1 | VV | Forty four (44) gallon trash can, 32" high X 24" diameter, with lid. Used to collect and transport refuse from a point of origin to point of disposal (example: from soiled utility or a nursing unit to the trash compactor at housekeeping).
P2000 | Eyewash, Wall Mounted, Hands-Free | 1 | CC | Wall mounted emergency eye wash station. The flow of water from the unit is activated by hand. Upon initiation of water flow the unit will operate hands free to provide streams of water to clear foreign particles or dilute caustic liquids from the eyes in emergency situations. Used in laboratories and areas of the hospital where employees are subject to foreign bodies or liquid material to the eyes.
P2450 | Valve, Mixing, Thermostatic | 1 | CC | Thermostatic mixing valve with washout hose. Used with portable whirlpool equipment. Thermostatic valve is used to maintain temperature between 70 and 110 degree Fahrenheit, with a flow rate of 20 gallons a minute. The washout hose assembly is used to wash out tanks after treatment. Used in physical therapy department to provide comfortable water temperature for patient treatments.
P3100 | Lavatory, Vitreous China, Slab Type | 1 | CC | Wall mounted, slab type, vitreous china, lavatory (approximate bowl size 7"x15"x10") with: faucet holes on 4" centers; gooseneck spout; wrist blade handles; and grid strainer. It shall be suitable for use in clinics, offices, washrooms or patient care area.
18 - CS121 - ASC Pre-OP / Phase II Equipment Storage Moosburg Svc | 18 - CS121 - ASC Pre-OP / Phase II Equipment Storage Moosburg Svc | 18 - CS121 - ASC Pre-OP / Phase II Equipment Storage Moosburg Svc | 18 - CS121 - ASC Pre-OP / Phase II Equipment Storage Moosburg Svc | 18 - CS121 - ASC Pre-OP / Phase II Equipment Storage Moosburg Svc
JSN | NAME | QTY | ACQ/INS | DESCRIPTION
M2055 | Shelving, Storage, Wire, CRS, w/Adjustable Shelves | 1 | VV | Stationary, wire, shelving unit. Unit has fully adjustable shelves constructed of stainless steel. For use in general purpose storage areas. Shelving is provided in various sizes and configurations. Price provided is for a unit approximately 74"H x 18"D x 48"W with four shelves.
19 - SB244 - ASC Pre-OP / Phase II Housekeeping Aides Closet (HAC), Bldg Sprt | 19 - SB244 - ASC Pre-OP / Phase II Housekeeping Aides Closet (HAC), Bldg Sprt | 19 - SB244 - ASC Pre-OP / Phase II Housekeeping Aides Closet (HAC), Bldg Sprt | 19 - SB244 - ASC Pre-OP / Phase II Housekeeping Aides Closet (HAC), Bldg Sprt | 19 - SB244 - ASC Pre-OP / Phase II Housekeeping Aides Closet (HAC), Bldg Sprt
JSN | NAME | QTY | ACQ/INS | DESCRIPTION
A5075 | Dispenser, Soap, Disposable | 1 | VV | Disposable soap dispenser. One-handed dispensing operation. Designed to accommodate disposable soap cartridge and valve.
A5080 | Dispenser, Paper Towel, SS, Surface Mounted | 1 | CC | A surface mounted, satin finish stainless steel, single-fold, paper towel dispenser. Dispenser features: tumbler lock; front hinged at bottom; and refill indicator slot. Minimum capacity 400 single-fold paper towels. For general purpose use throughout the facility.
A5107 | Dispenser, Glove, Surgical/Examination, Wall Mntd | 1 | VV | Examination three (Small Medium, Large) glove dispenser box for wall mounting. Fabricated of either cold rolled steel with a white baked enamel finish, plastic or acrylic. Hardware not included, Option 3 powder coated steel.
A5135 | Shelf, Utility W/ Mop/Broom Holders, SS, Surf Mntd | 1 | CC | A surface mounted, satin finish stainless steel, utility shelf with a maximum of 6 mop/broom holders and 5 rag hooks. Utility shelf features: 8" deep shelf; mounting brackets welded to shelf; spring activated rubber cam holders; and drying rod. Unit is available in various widths 30" (minimum, 3 holders and 2 hooks) to 48" (maximum, 6 holders and 5 hooks). For use in janitor closets. Pricing based on a 36" width.
F0500 | Cart, Janitor's | 1 | VV | Janitors cart, 38" high X 66" wide X 20" deep with 25 gallon heavy duty collection bag. Accommodations for locking vault and janitorial support items (broom, dust pan, chemicals, mop and mop bucket; not included).
F0505 | Bucket, Mop, With Wringer, 26 Quart | 1 | VV | Mobile mop bucket / wringer combination, approximately 35" H x 17" W x 22" D with four 2" casters. Total capacity is 26 quarts. Unit used for general hard surface floor maintenance.
P2000 | Eyewash, Wall Mounted, Hands-Free | 1 | CC | Wall mounted emergency eye wash station. The flow of water from the unit is activated by hand. Upon initiation of water flow the unit will operate hands free to provide streams of water to clear foreign particles or dilute caustic liquids from the eyes in emergency situations. Used in laboratories and areas of the hospital where employees are subject to foreign bodies or liquid material to the eyes.
P2451 | Valve, Mixing, Thermostatic, Eyewash | 1 | CC | Emergency tempering valve thermostatically mixes hot and cold water to provide a safe fluid supply for a single emergency eye/face wash with a flow rate of 10 gpm (38.8L)
P4700 | Sink, Mop, Molded Stone | 1 | CC | Mop service sink approximately 10"H x 36"W x 24"D. Also called a mop service basin and a mop receptor. Unit is made of molded stone and is a one piece item. It shall include a service faucet hose, hose bracket and mop hanger. Used in utility rooms for cleaning mops and floor cleaning equipment.
20 - SS262 - ASC Pre-OP / Phase II Staff Breakroom, Stff Sprt | 20 - SS262 - ASC Pre-OP / Phase II Staff Breakroom, Stff Sprt | 20 - SS262 - ASC Pre-OP / Phase II Staff Breakroom, Stff Sprt | 20 - SS262 - ASC Pre-OP / Phase II Staff Breakroom, Stff Sprt | 20 - SS262 - ASC Pre-OP / Phase II Staff Breakroom, Stff Sprt
JSN | NAME | QTY | ACQ/INS | DESCRIPTION
A1010 | Telecommunication Outlet | 1 | VV | Telecommunication outlet location.
A1012 | Telephone, Wall Mounted, 1 Line | 1 | VV | Telephone, wall mounted, 1 line.
A1080 | Mirror, Posture, Wall Mounted | 1 | CC | Wall mounted posture mirror. Consists of a 1/4" plate glass in a sturdy corrosion resistant frame with water proof back. For educational and therapy programs.
A5075 | Dispenser, Soap, Disposable | 1 | VV | Disposable soap dispenser. One-handed dispensing operation. Designed to accommodate disposable soap cartridge and valve.
A5080 | Dispenser, Paper Towel, SS, Surface Mounted | 1 | CC | A surface mounted, satin finish stainless steel, single-fold, paper towel dispenser. Dispenser features: tumbler lock; front hinged at bottom; and refill indicator slot. Minimum capacity 400 single-fold paper towels. For general purpose use throughout the facility.
A5145 | Hook, Garment, Double, SS, Surface Mounted | 1 | CC | A surface mounted, satin finish stainless steel, double garment hook. Equipped with a concealed mounting bracket that is secured to a concealed wall plate. For general purpose use throughout the facility to hang various items of apparel.
A5210 | Bracket, Television, Wall Mounted, w/Adjust Arm | 1 | VV | Wall mounted television bracket with adjustable arm. Consists of movable arm with minimum 120 degree swivel. Designed for holding wall mounted, flat panel television units in patient rooms.
A5220 | Bracket, Television, Wall Backing | 1 | CC | Wall mounted television bracket backing which provides additional support and strength for the installation of the television bracket. Option available for interior or exterior plate and sized for 12” 16” or 24” stud spacing.
C02C0 | Cabinet, U/C/B, 1 Shelf, 1 Drawer, 1 DO, 36x24x22 | 1 | CC | Standing height under counter base cabinet with an adjustable shelf and a full width drawer above a solid right or left-hinged door (appropriate door hinge configuration to be indicated on equipment elevation drawings). Also referred to as a combination cabinet or a drawer and cupboard cabinet. For general purpose use throughout the facility.
C02D0 | Cabinet, U/C/B, 4 Drawer, 36x24x22 | 1 | CC | Standing height under counter base cabinet with four full width drawers of equal height. Also referred to as a drawer cabinet. For general purpose use throughout the facility.
C04P0 | Cabinet, Sink, U/C/B, 2 Door, 36x36x22 | 1 | CC | Standing height under counter base sink cabinet with solid hinged doors. Also referred to as a double-door sink cabinet. For general purpose use throughout the facility where a sink is to be used. Coordinate actual clear cabinet dimension with the actual outside dimension of sink that is specified to ensure that they are compatible.
CB020 | Cabinet, W/H, 2 Shelf, 1 DO, Sloping Top, 38x24x13 | 2 | CC | Wall hung cabinet with two adjustable shelves, solid right or left-hinged door (appropriate door hinge configuration to be indicated on equipment elevation drawings), and sloping top. Also referred to as a solid hinged single door case. For general purpose use throughout the facility.
CS010 | Sink, SS, Single Compartment, 7.5x12x12 ID | 1 | CC | Single compartment stainless steel sink, drop-in, self-rimming, ledge-type, connected with a drain and provided with a mixing faucet. It shall also be provided with pre-punched fixture holes on 4" center, integral back ledge to accommodate deck-mounted fixtures, brushed/polished interior and top surfaces, and sound deadened. Recommended for use in suspended or U/C/B sink cabinets having a high plastic laminate or Chemsurf laminate countertop/work surface. For general purpose use throughout the facility.
CT020 | Countertop, Solid Surface | 7 | CC | A solid, nonporous countertop with a smooth seamless appearance. Easy to clean and maintain and with proper cleaning does not support the growth of mold. An acrylic-based solid surface product. Standard thickness of 1", and a 4" butt backsplash/curb. Also referred to as a work surface or work top. Available in a choice of colors and depths. Used in lab and other hospital areas requiring optimum physical and chemical resisting properties.
F0225 | Chair, Dining Room | 4 | VV | Dining room chair with glides. Chair has straight legs with cushioned cloth or vinyl seat.
F0795 | Table, Dining | 1 | VV | Dining table. Round 42" diameter or square 42" X 42". Used in dining facilities and can comfortably seat up to four (4) persons.
F2015 | Basket, Wastepaper, Metal/Plastic,2 Swinging Doors | 1 | VV | Metal receptacle for soiled / used towels or waste. Equipped with a removable tapered top with two independently operating self-closing, spring hinged doors. Used in public facilities for the collection and temporary storage of refuse.
F3065 | Whiteboard/Bulletin Board, Combination | 1 | VV | A combination whiteboard and bulletin board, half LCS and half cork. Available with either aluminum or wood frame. It can be used in patient rooms or in any appropriate space in the facility.
F3200 | Clock, Battery, 12" Diameter | 1 | VV | Clock, 12" diameter. Round surface, easy to read numbers with sweep second hand. Wall mounted unit for use when impractical to install a fully synchronized clock system. Battery operated, (batteries not included).
K1552 | Brewer, Coffee, Auto, Elect, 3 Burner, Front/Back | 1 | VV | Space saving front to back automatic coffee maker. This unit includes a heating tank, connection for a cold water supply, decanter service with three burners, funnel and a water flow controller. The unit is used for semi-automatic coffee brewing in cafeterias and commercial institutions. The unit automatically shuts off the water flow when enough has passed through to fill the pot. The unit is normally provided plumbed with a hot water faucet to the side for making other hot drinks (tea, cider, cocoa, etc.). The database height dimension does not include the clearance for coffee decanters warming on the upper burners.
K4665 | Oven, Microwave, Consumer | 1 | VV | Counter mounted microwave oven for average duty use. The exterior cabinet can be metal or heavy duty impact resistant plastic. The oven delivers instant energy for rapid heating, defrosting or prime cooking. The oven has touch pad controls, digital timer, power level selector and preprogrammed selectors for commonly cooked items. This oven is commonly found in staff lounges.
M0515 | Television, HD, 40" Class | 1 | VV | High definition (HDTV) multimedia flat panel LED 40" class display television. The TV will have a 16:9 wide screen aspect ratio, minimum of 1920 x 1080 display resolution, digital tuner, minimum refresh rate of 60Hz, minimum of two HDMI ports and 1 USB port ENERGY STAR certified.
R7250 | Refrigerator/Freezer, 20 Cubic Feet | 1 | VV | Refrigerator/freezer unit. This type unit includes a food saver system that helps keep food fresher. It also includes roll out wheels and is equipped for an optional automatic icemaker. This unit is of commercial or residential design and use.
21 - SB191 - ASC Pre-OP / Phase II Staff Toilet, Bldg Sprt | 21 - SB191 - ASC Pre-OP / Phase II Staff Toilet, Bldg Sprt | 21 - SB191 - ASC Pre-OP / Phase II Staff Toilet, Bldg Sprt | 21 - SB191 - ASC Pre-OP / Phase II Staff Toilet, Bldg Sprt | 21 - SB191 - ASC Pre-OP / Phase II Staff Toilet, Bldg Sprt
JSN | NAME | QTY | ACQ/INS | DESCRIPTION
A1067 | Mirror, Float Glass, ADA Accessible | 1 | CC | A high quality 1/4" polished float glass mirror with a stainless steel frame. Frame holds mirror in a tilted position for accessibility and compliance with ADA requirements. Mirror has a galvanized steel back secured to frame with concealed screws with integral horizontal hanging brackets. Mirror shall be approximately 18" wide and 36" high. Other sizes are available.
A4995 | Table, Diaper Changing, Wall Mounted | 1 | CC | Wall mounted diaper changing table for use in public restrooms. Unit is a fold down system that folds upward when not in use for minimal intrusion into the room. Changing surface is contoured and has safety belt to insure that an infant will not fall from the table. Table is designed to hold no less than 250 pounds static weight. Closed dimensions are approximately 21" H x 36" W x 5" D. Open dimensions vary according to style. One system's open dimensions are 15 " high, 32" wide and 19" deep.
A5075 | Dispenser, Soap, Disposable | 1 | VV | Disposable soap dispenser. One-handed dispensing operation. Designed to accommodate disposable soap cartridge and valve.
A5082 | Dispenser, Paper Towel, Sensor, Hands Free | 1 | CC | A surface mounted, sensor activated, automatic, roll paper towel dispenser. The unit dispenses a paper towel automatically only when hands are place in position below the dispenser for maximum sanitation and hygiene. May include adjustable settings for sheet length, time delay, and sensor range. Unit is battery operated or with optional AC power adapter.
A5090 | Disposal, Sanitary Napkin, SS, Surface Mounted | 1 | CC | A surface mounted, satin finish stainless steel, sanitary napkin disposal. Disposal features a flip-up cover, secured to the container by a heavy duty stainless steel piano-hinge. Disposal may be secured to wall or toilet partition. For general purpose use in female toilet stalls or rooms and uni-sex toilet rooms.
A5109 | Grab Bar, 1-1/4" Dia., SS, 2 Wall, W/C Accessible | 1 | CC | A 1-1/4" diameter, satin finish stainless steel, peened gripping surface, 2 wall toilet stall/ room, grab bar with concealed mounting flanges. Snap over flanges are provided to conceal mounting screws. A selection of mounting kits and concealed anchor devices are available from the manufacturers for different types of installations. Grab bar shall comply with barrier-free accessibility guidelines for structural strength. For typical water closet applications in toilet stalls and rooms where ADA (American's With Disabilities Act) requirements must be met.
A5145 | Hook, Garment, Double, SS, Surface Mounted | 1 | CC | A surface mounted, satin finish stainless steel, double garment hook. Equipped with a concealed mounting bracket that is secured to a concealed wall plate. For general purpose use throughout the facility to hang various items of apparel.
A5200 | Dispenser, Toilet Tissue, SS, 2-Roll, Surface Mntd | 1 | CC | A concealed surface mounted, double roll, satin finish stainless steel, toilet tissue dispenser. Unit accommodates two standard-core toilet tissue rolls through 5" in diameter. Spindles are chrome plated plastic with a heavy-duty internal spring and turn freely for non-controlled delivery. For general purpose use in restrooms.
F2010 | Basket, Wastepaper, Step-On | 1 | VV | "Step-on" wastepaper basket with inner liner and foot petal activated flip top.
P3200 | Lavatory, Vitreous China, Slab Type w/Sens Op Fauc | 1 | CC | Wall mounted, slab type, vitreous china, lavatory (approximately 7 x 15 x 10 inches) with faucet holes on 4 inch centers; electronic sensor operated, goose neck spout and grid strainer. It shall be suitable for use in clinics, offices and patient care areas.
P9050 | Toilet, Wall Hung, Siphon Jet | 1 | CC | Siphon jet water closet/ toilet. This unit is wall hung with an elongated bowl, top spud flushometer, seat with open front and check hinge, and carrier. Used in restrooms throughout the health care facility.
15 - AMBULATORY SURGERY CENTER (ASC) ANESTHESIA PROCEDURE PATIENT AREA | 15 - AMBULATORY SURGERY CENTER (ASC) ANESTHESIA PROCEDURE PATIENT AREA | 15 - AMBULATORY SURGERY CENTER (ASC) ANESTHESIA PROCEDURE PATIENT AREA | 15 - AMBULATORY SURGERY CENTER (ASC) ANESTHESIA PROCEDURE PATIENT AREA | 15 - AMBULATORY SURGERY CENTER (ASC) ANESTHESIA PROCEDURE PATIENT AREA
1 - CS126 - ASC Anesthesia Induction / Procedure Moosburg Svc | 1 - CS126 - ASC Anesthesia Induction / Procedure Moosburg Svc | 1 - CS126 - ASC Anesthesia Induction / Procedure Moosburg Svc | 1 - CS126 - ASC Anesthesia Induction / Procedure Moosburg Svc | 1 - CS126 - ASC Anesthesia Induction / Procedure Moosburg Svc
JSN | NAME | QTY | ACQ/INS | DESCRIPTION
A1012 | Telephone, Wall Mounted, 1 Line | 1 | VV | Telephone, wall mounted, 1 line.
A1107 | Rail System , Utility, Gas and Electric | 2 | CC | The headwall rail system shall consist of three horizontal rails mounted to the patient room headwall to provide utilities and patient services to support ancillary equipment to include gas and vacuum. The rail system must be capable of quickly adding or relocating medical gases services and be able to accept new equipment, provide physical support to equipment, brackets, shelves and other patient support items.
A5075 | Dispenser, Soap, Disposable | 1 | VV | Disposable soap dispenser. One-handed dispensing operation. Designed to accommodate disposable soap cartridge and valve.
A5077 | Dispenser, Hand Sanitizer, Hands-Free | 1 | VV | A touch free wall-mounted hand sanitizer dispenser. For use throughout a healthcare facility. Unit does not include the sanitizing liquid. Units are battery operated.
A5082 | Dispenser, Paper Towel, Sensor, Hands Free | 1 | CC | A surface mounted, sensor activated, automatic, roll paper towel dispenser. The unit dispenses a paper towel automatically only when hands are place in position below the dispenser for maximum sanitation and hygiene. May include adjustable settings for sheet length, time delay, and sensor range. Unit is battery operated or with optional AC power adapter.
A5104 | Cart, Medical Waste Disposal, Mobile w/Foot Pedal | 1 | VV | Mobile molded cart with foot pedal, to house 18-24 gal sharps disposal container. Lid lift or slide opens easily with foot-operated pedal. Lid may remain closed when not in use to reduce exposure to contents. Ergonomic handle is telescopic. Heavy containers can be removed from the side with minimal lifting. Meets requirements of OSHA 29 CFR 1910.130.
A5107 | Dispenser, Glove, Surgical/Examination, Wall Mntd | 2 | VV | Examination three (Small Medium, Large) glove dispenser box for wall mounting. Fabricated of either cold rolled steel with a white baked enamel finish, plastic or acrylic. Hardware not included, Option 3 powder coated steel.
A5108 | Waste Disposal Unit, Sharps | 2 | VV | A container for collecting and transporting syringes and other sharps for decontamination and disposal. Available in 2 gallon and 8 gallon with locking rotor. Complies with OSHA regulations for handling sharps.
A5145 | Hook, Garment, Double, SS, Surface Mounted | 2 | CC | A surface mounted, satin finish stainless steel, double garment hook. Equipped with a concealed mounting bracket that is secured to a concealed wall plate. For general purpose use throughout the facility to hang various items of apparel.
A5180 | Track, Cubicle, Surface Mounted, With Curtain | 34 | VV | Surface mounted cubicle track, with curtain. Track constructed of thick extruded aluminum. Equipped with self lubricating carriers, beaded drop chain hooks, and flame resistant curtain. To include removable end caps. Designed to be suspended around patient areas where privacy is needed. Price listed is per foot of the track, curtains to be priced per quote.
E0948 | Cart, General Storage, Mobile, 42"H x 32"W x 22"D | 2 | VV | THIS TYPICAL INCLUDES: 1 Cart Body, Style-A Narrow, w/Raised Edge Top 2 Drawers, 3" H 4 Drawers, 6" H 1 Accessory Rail, Side Drawer Organizer Bins
F0210 | Chair, Side, Without Arms | 2 | VV | Upholstered side chair approximately 32" high X 19" wide X 23" deep with floor glides. Seat is non-tilting and without arms.
F0340 | Stool, Self Adjusting | 2 | VV | Self adjusting stool. Consists of a foam padded upholstered seat with attached foot rest for added comfort. Mounted on swivel casters. Designed for doctor's use during examinations.
F2010 | Basket, Wastepaper, Step-On | 2 | VV | "Step-on" wastepaper basket with inner liner and foot petal activated flip top.
F3200 | Clock, Battery, 12" Diameter | 2 | VV | Clock, 12" diameter. Round surface, easy to read numbers with sweep second hand. Wall mounted unit for use when impractical to install a fully synchronized clock system. Battery operated, (batteries not included).
M0750 | Flowmeter, Air, Connect w/50 PSI Supply | 2 | VV | Air flowmeter. Unit has a stainless steel needle valve with clear flowtube for connection to 50 PSI air outlet from central pipeline system. Requires the appropriate adapter for connection to the wall outlet and fitting to connect to tubing. Database prices reflect fittings with an attached DISS power outlet. Other outlet and adapter configurations are available.
M0755 | Flowmeter, Oxygen, Low Flow | 2 | VV | Oxygen flowmeter. Consists of a clear crystal flowtube calibrated to 3.5 or 8 LPM depending on manufacturer. For oxygen regulation in hospital settings. Database pricing includes DISS fitting and DISS power outlet and wall adapter. Other fitting and adapter configurations are available.
M0765 | Regulator, Vacuum | 2 | VV | Vacuum pressure regulator for connection to central piped vacuum system. Standard display scale is graduated at least from 0 to 200 mm Hg of vacuum. Displays on specialized regulators may cover other vacuum ranges. Regulator type (continuous, intermittent, continuous/intermittent, surgical, pediatric, thoracic, etc.) as required. To be used in delivery, neonatal, pediatrics or any area where suction is required. Database pricing reflects continuous regulators graduated to 200 mm Hg with a full line vacuum selection switch and DISS configured inlets and outlets.
M1801 | Computer, Microprocessing, w/Flat Panel Monitor | 1 | VV | Desk top microprocessing computer. The unit shall consist of a central processing mini tower, flat panel monitor, keyboard, mouse and speakers. The system shall have the following minimum characteristics: a 2.8 GHz Pentium processor; 512 MB memory; 80GB hard drive; 32/48x CD-ROMDVD combo; 1.44MB network interface card; video 32 MB NVIDIA; a 18 inch flat panel monitor. The computer is used throughout the facility to input, manipulate and retrieve information.
M1803 | Workstation, Computer, Wall Mounted, Adjustable | 1 | VV | A wall mounted computer workstation with height adjustable monitor and keyboard arms. Keyboard and monitor can be stored within 8" to 10" of wall. Fingertip adjustability for keyboard and monitor enable frequent position changes. Unit contains an integrated cable management system to hide wires. A separate wall-mounted CPU holder is included.
M3070 | Hamper, Linen, Mobile, w/Lid | 1 | VV | Mobile linen hamper with hand or foot operated lid. Made of heavy tubular stainless steel with heavy gauge welded steel platform. Holds 25" hamper bags. Mounted on ball bearing casters. For linen transport in hospitals and clinics.
M3072 | Frame, Infectious Waste Bag w/Lid | 2 | VV | Frame for an infectious waste collection bag. Made of heavy tubular stainless steel with heavy gauge welded steel platform. Adjust to hold 18" or 25" trash bags. Mounted on ball bearing casters and includes permanently mounted hinged lid. Provides means of bagging infectious waste at point of waste generation.
M4100 | Sphygmomanometer, Aneroid, Wall Mounted | 2 | VV | Aneroid sphygmomanometer. Unit is wall mounted and has large graphic dial display for easy reading from all angles. It has a 90 degree (angle) swivel and 10 degree (angle) forward tilt to reduce glare. Unit accuracy is within 1% of reading. Sturdy impact-resistant construction.
M4255 | Stand, IV, Adjustable | 2 | VV | Adjustable IV stand with 4-hook arrangement. Stand has stainless steel construction with heavy weight base. It adjusts from 66 inches to 100 inches and is mounted on conductive rubber, ball bearing, swivel casters. Stand is used for administering intravenous solutions.
M4266 | Pump, Volumetric, Infusion, Multiple Line | 2 | VV | Volumetric infusion pump. Pump is self-regulating with automatic sensor and adjustable rate. Equipped with visual and audible alarms and up to 10 hour capacity battery. For the administration of a wide variety of therapeutic agents where precise control is required. Unit provides individual control to IV lines simultaneously.
M4655 | Stretcher, Mobile, CRS, 9 Position | 2 | VV | Mobile stretcher. All corrosion resistant stainless steel construction. It consists of a tubular frame with side rails, a 9-position hydraulic base with pneumatic fowler adjustment, and a 2" pad. Unit is mounted on 8" conductive casters. Designed for patient transport as well as for minor surgical procedures.
M7040 | Table, Overbed | 2 | VV | Overbed table. Adjustable height table constructed of heavy gauge steel. Mounted on 2" diameter twin swivel casters with bumper caps. Table top is constructed with a high pressure plastic laminated surface that resists chipping, scratching, and staining. It includes a vanity tray and a mirror. Table is designed for use over bed, wheelchair or large chair.
M7401 | Light, Exam, Mobile, Spotlight, Mobile Stand | 1 | VV | The exam light shall be a mobile floor unit. The light will be a halogen bulb or LED that can produce a continuous and homogeneous spot of light adjustable from 5 to 9 inches in diameter from a set distance. The light intensity shall be a minimum of 750 foot-candles at a distance of 16 inches and have a color temperature of 3,200 degrees Kelvin. The unit will consist of an arm or sleeve of approximately 45 inches in length to allow for easy arm rotation and arm movement up and down. The unit shall be mounted on a caster base for easy movement.,
M7845 | Monitor, Physiological, Bedside, 4 Channel | 2 | VV | 4 channel bedside physiological monitor. The unit consist of a four-channel non-fade monochrome display monitor, an alarm system and printer-recording capabilities. The monitor has color coded controls and automatic calibration. The unit displays up to four waveforms simultaneously. The parameters to be monitored are user selectable. The monitor may be connected to a central monitoring station. The unit monitors patients in most acute care areas, step-down units, procedure rooms and emergency rooms.
P3100 | Lavatory, Vitreous China, Slab Type | 1 | CC | Wall mounted, slab type, vitreous china, lavatory (approximate bowl size 7"x15"x10") with: faucet holes on 4" centers; gooseneck spout; wrist blade handles; and grid strainer. It shall be suitable for use in clinics, offices, washrooms or patient care area.
2 - SC152 - ASC Anesthesia Induction / Procedure Room Nurse Station, Clncl Sprt | 2 - SC152 - ASC Anesthesia Induction / Procedure Room Nurse Station, Clncl Sprt | 2 - SC152 - ASC Anesthesia Induction / Procedure Room Nurse Station, Clncl Sprt | 2 - SC152 - ASC Anesthesia Induction / Procedure Room Nurse Station, Clncl Sprt | 2 - SC152 - ASC Anesthesia Induction / Procedure Room Nurse Station, Clncl Sprt
JSN | NAME | QTY | ACQ/INS | DESCRIPTION
A1010 | Telecommunication Outlet | 4 | VV | Telecommunication outlet location.
A1015 | Telephone, Desk, Multiple Line | 2 | VV | Telephone, desk, multiple line.
E0418 | Nurse Station, Medium, Free Standing | 1 | VV | Nurse station typicals have non-powered steel frames with a pre-installed metal junction box for user defined electrical solutions. Data modules and low voltage cabling can be routed freely within the frame. Electrical and/or data devices are not provided with the nurse station. Panel inserts are available in fabric, painted metal, tackable, acoustical, paper management, rail, glass, open and electrical/data accessible styles. Typicals include panel inserts for both sides of the steel frame. All electrical connections must be made by an electrical contractor. THIS TYPICAL INCLUDES: 5 steel frames, 70"H x 24"W; 1 steel frame, 70"H x 48"W; 2 steel frames, 38"W x 48"W; 4 steel frames, 38"H x 24"W; 1 steel frame w/low access, 38"H x 48"W; 2 frame connectors, 3-way corner, 70"H; 1 frame connector, 2-way corner, 38"H; 2 frame connectors, 135 degree, 2-way, 38"H; 9 finished end hardware; 6 frame-to-frame connectors; 3 cantilevered work surface, 48"W; 2 cantilevered, work surface, 72"W; 1 cantilevered low access work surface, 135 degree, 48"W; 2 pedestal box/box/files; 2 panel inserts, painted metal, 8"H x 24"W; 50 panel inserts, painted metal, 16"H x 24"W; 10 panel inserts, painted metal, 16"H x 48"W; 2 panel inserts, painted metal, 20"H x 48"W : 2 panel inserts, tackable, 16"H x 24"W; 2 panel inserts, paper mgmt., 8"H x 48"W; 1 countertop w/light support assembly, 16"D x 14'-0"L; 18 paper tray, 10"W; 2 chart shelf, pass-thru, 24"W; 2 chart shelf, pass-thru, 48"W.
F0280 | Chair, Swivel, Low Back | 4 | VV | Low back contemporary swivel chair, 37" high X 25" wide X 31" deep with a five (5) caster swivel base, arms and foam padded seat and back upholstered with either woven textile fabric or vinyl.
F2000 | Basket, Wastepaper, Fire Resistant | 2 | VV | Wastepaper basket, fire resistant, approximately 40 quart capacity. This unit is used to collect and temporarily store small quantities of paper refuse in patient rooms, administrative areas and nursing stations. Size and shape varies depending on the application and manufacturer selected.
F3050 | Whiteboard, Dry Erase | 1 | VV | Whiteboard unit, approximately 36" H x 48" W consisting of a white porcelain enamel writing surface with an attached chalk tray. Magnetic surface available. Image can be easily removed with a standard chalkboard eraser. For use with water color pens. Unit is ready to hang.
F3200 | Clock, Battery, 12" Diameter | 1 | VV | Clock, 12" diameter. Round surface, easy to read numbers with sweep second hand. Wall mounted unit for use when impractical to install a fully synchronized clock system. Battery operated, (batteries not included).
M1605 | Holder, Chart, 20 Each | 1 | VV | Clinical chart holder cart. 20 chart capacity. 2 side-by-side tiers. May be ordered in various chart capacities. Constructed of heavy metal frames with vinyl laminated surfaces or painted panels. 3" casters with locks. Used to hold patient spring loaded charts.
M1801 | Computer, Microprocessing, w/Flat Panel Monitor | 4 | VV | Desk top microprocessing computer. The unit shall consist of a central processing mini tower, flat panel monitor, keyboard, mouse and speakers. The system shall have the following minimum characteristics: a 2.8 GHz Pentium processor; 512 MB memory; 80GB hard drive; 32/48x CD-ROMDVD combo; 1.44MB network interface card; video 32 MB NVIDIA; a 18 inch flat panel monitor. The computer is used throughout the facility to input, manipulate and retrieve information.
M1820 | Imprinter, Data Record, Electric | 1 | VV | Electric data record imprinter. The device accepts embossed plastic patient cards in either the 50 column or the 80 column format and adjusts automatically for card size and form thickness. Device will provide clear readable impressions with a cycle that is less than 1 second in length. Electro-mechanical design provides for a consistent impression that is independent of operator knowledge or technique. Unit may include a date/time stamp as an accessory.
M1840 | Printer/Copier/Fax Combination | 1 | VV | Multifunctional printer, fax, scanner and copier (PFC) all-in-one machine.
M1855 | Facsimile Machine | 1 | VV | Plain paper facsimile unit used to transmit printed matter or images over standard telephone lines. The unit operates at a modem speed of 33.6 Kbps and automatically recognizes and communicates with a variety of standard facsimile machines. Commonly referred to as "fax" unit.
3 - CS131 - ASC Clean Anesthesia Workroom, Surg Svc | 3 - CS131 - ASC Clean Anesthesia Workroom, Surg Svc | 3 - CS131 - ASC Clean Anesthesia Workroom, Surg Svc | 3 - CS131 - ASC Clean Anesthesia Workroom, Surg Svc | 3 - CS131 - ASC Clean Anesthesia Workroom, Surg Svc
JSN | NAME | QTY | ACQ/INS | DESCRIPTION
A1010 | Telecommunication Outlet | 1 | VV | Telecommunication outlet location.
A1015 | Telephone, Desk, Multiple Line | 1 | VV | Telephone, desk, multiple line.
E0220 | Worksurface, w/Overhd Cab & Drwrs, Wall Mtd, 72" W | 1 | VV | THIS TYPICAL INCLUDES: 3 Vertical Hanging Strips 2 Lockable Flipper Units 2 Shelves, Storage/Display 2 Lights 1 Cantilevered Work Surface 4 Storage Frames 4 Drawers, 3"H 6 Drawers, 6"H
F0230 | Chair, Drafting, Rotary | 1 | VV | Drafting chair approximately 47" high X 20" wide X 20" deep with rotary stool and a 5 (five) star base with casters. Padded seat and back. Foot ring adjusts with chair.
F2000 | Basket, Wastepaper, Fire Resistant | 1 | VV | Wastepaper basket, fire resistant, approximately 40 quart capacity. This unit is used to collect and temporarily store small quantities of paper refuse in patient rooms, administrative areas and nursing stations. Size and shape varies depending on the application and manufacturer selected.
F3050 | Whiteboard, Dry Erase | 1 | VV | Whiteboard unit, approximately 36" H x 48" W consisting of a white porcelain enamel writing surface with an attached chalk tray. Magnetic surface available. Image can be easily removed with a standard chalkboard eraser. For use with water color pens. Unit is ready to hang.
F3200 | Clock, Battery, 12" Diameter | 1 | VV | Clock, 12" diameter. Round surface, easy to read numbers with sweep second hand. Wall mounted unit for use when impractical to install a fully synchronized clock system. Battery operated, (batteries not included).
M1801 | Computer, Microprocessing, w/Flat Panel Monitor | 1 | VV | Desk top microprocessing computer. The unit shall consist of a central processing mini tower, flat panel monitor, keyboard, mouse and speakers. The system shall have the following minimum characteristics: a 2.8 GHz Pentium processor; 512 MB memory; 80GB hard drive; 32/48x CD-ROMDVD combo; 1.44MB network interface card; video 32 MB NVIDIA; a 18 inch flat panel monitor. The computer is used throughout the facility to input, manipulate and retrieve information.
M1825 | Printer, Computer | 1 | VV | High resolution computer printer with a variety of type styles and sheet/envelope feeder trays. Database information reflects network ready, medium duty office style laser printers. Other types of printers (bubble jet, dot matrix, line or plotter) as well as light or heavy use capabilities are available.
M2055 | Shelving, Storage, Wire, CRS, w/Adjustable Shelves | 7 | VV | Stationary, wire, shelving unit. Unit has fully adjustable shelves constructed of stainless steel. For use in general purpose storage areas. Shelving is provided in various sizes and configurations. Price provided is for a unit approximately 74"H x 18"D x 48"W with four shelves.
4 - CS136 - ASC Anesthesia Equipment Room, Surg Svc | 4 - CS136 - ASC Anesthesia Equipment Room, Surg Svc | 4 - CS136 - ASC Anesthesia Equipment Room, Surg Svc | 4 - CS136 - ASC Anesthesia Equipment Room, Surg Svc | 4 - CS136 - ASC Anesthesia Equipment Room, Surg Svc
JSN | NAME | QTY | ACQ/INS | DESCRIPTION
A1010 | Telecommunication Outlet | 1 | VV | Telecommunication outlet location.
E0939 | Cart, Anesthesia, Mobile | 1 | VV | Anesthesia Cart approximately 64"H x 43"W x 22"D. THIS TYPICAL INCLUDES: 1 cart body, style-A narrow, w/raised edge top and right side lock bar; 2 accessory rails, above cart; 2 accessory rails, side and supply baskets; 1 sharps container holder; 4 drawers, 3"H; 2 drawers, 6"H; rail hung storage bins and drawer organizer bins.
E0945 | Cart, Computer, Mobile | 1 | VV | A mobile computer cart for use throughout the facility. The cart dimensions will be approximately 45" H x 30" W x 22" D with casters. May include drawers and miscellaneous other accessories that will be determined at time of purchase. This Typical may include: 1 Cart Body, w/Computer Support, Style-A Narrow, w/Raised Edge Top 1 Flip-Up Shelf 1 Sharps Container Holder 1 Wastebasket 1 Chart Holder 2 Drawers, 3"H 2 Drawers, 6"H 3 Accessory Rail, Side Drawer Organizer Bins
E0948 | Cart, General Storage, Mobile, 42"H x 32"W x 22"D | 1 | VV | THIS TYPICAL INCLUDES: 1 Cart Body, Style-A Narrow, w/Raised Edge Top 2 Drawers, 3" H 4 Drawers, 6" H 1 Accessory Rail, Side Drawer Organizer Bins
E0949 | Cart, Malignant Hyperthermia | 1 | VV | Powder coated steel with molded plastic cart, 2 drawers and 1.6 cu ft refrigerator. Cart comes with 10 Glycol packs, LED-illuminated digital thermometer, breakaway locks for drawers and refrigerator, and push handle. Cart is latex free and has wrap around bumper. Stocked to specifically treat malignant hyperthermia.
E0960 | Cart, Lockable, Mobile, 42"H x 49"W x 22"D | 1 | VV | THIS TYPICAL INCLUDES: 1 Cart Body, Style-A Wide, w/Full Spine and Breakaway Lock Bars w/Tabs 3 Drawers, 3"H 4 Drawers, 6"H 1 Locked Drawer, 6"H w/lockable lid 1 Drawer, 9"H 2 8-Bin Cassette Assemblies Drawer Organizer Bins
M0630 | Anesthesia Apparatus, 3 Gas | 3 | VV | Three gas anesthesia apparatus. Basic unit consists of steel cabinet with casters with one shallow, one medium, and one deep drawer, seven long scale eleven-inch flowmeters, five cylinder yokes, and telescoping absorber post. It includes two-canister model carbon dioxide absorber with inhalation and exhalation check valves, switch valve, switch valve elbow, sidearm Vernitrol, flow calculator, mounting kit, ventilator calculator, ventilator and an oxygen piping inlet. Also features nitrous oxide fail safe valve kit, aspirator kit, gas evacuator with vacuum and a flow meter safety cover. Used to dispense a mixture of gases during surgical procedures.
M0750 | Flowmeter, Air, Connect w/50 PSI Supply | 1 | VV | Air flowmeter. Unit has a stainless steel needle valve with clear flowtube for connection to 50 PSI air outlet from central pipeline system. Requires the appropriate adapter for connection to the wall outlet and fitting to connect to tubing. Database prices reflect fittings with an attached DISS power outlet. Other outlet and adapter configurations are available.
M0755 | Flowmeter, Oxygen, Low Flow | 1 | VV | Oxygen flowmeter. Consists of a clear crystal flowtube calibrated to 3.5 or 8 LPM depending on manufacturer. For oxygen regulation in hospital settings. Database pricing includes DISS fitting and DISS power outlet and wall adapter. Other fitting and adapter configurations are available.
M0765 | Regulator, Vacuum | 1 | VV | Vacuum pressure regulator for connection to central piped vacuum system. Standard display scale is graduated at least from 0 to 200 mm Hg of vacuum. Displays on specialized regulators may cover other vacuum ranges. Regulator type (continuous, intermittent, continuous/intermittent, surgical, pediatric, thoracic, etc.) as required. To be used in delivery, neonatal, pediatrics or any area where suction is required. Database pricing reflects continuous regulators graduated to 200 mm Hg with a full line vacuum selection switch and DISS configured inlets and outlets.
M4250 | Pump, Syringe, Infusion | 3 | VV | The infusion syringe pump ensures highly accurate volume delivery and consistent flow for small volumes (<50 ml) of pharmacologic agents or thick feeding solutions. It shall be small, lightweight construction, making it transportable. Shall have menu-driven programming capable of flow rates (e.g. 0.1 or 1.0 mL/hr) that are intended for long-term bedside use and/or critical care patient transport, plunger positioning sensor, LCD display for easy viewing, volume limit programming to serve as a convenient cue of volume or dose delivery completion and multiple delivery modes for all applications requiring precisely controlled infusion rates. The infusion pump shall have automatic syringe size sensing which will give the flexibility to accept a wide range of syringe sizes (up to 60 mL) from different manufacturers. Shall be battery powered/AC adapter.
M4255 | Stand, IV, Adjustable | 2 | VV | Adjustable IV stand with 4-hook arrangement. Stand has stainless steel construction with heavy weight base. It adjusts from 66 inches to 100 inches and is mounted on conductive rubber, ball bearing, swivel casters. Stand is used for administering intravenous solutions.
M4266 | Pump, Volumetric, Infusion, Multiple Line | 4 | VV | Volumetric infusion pump. Pump is self-regulating with automatic sensor and adjustable rate. Equipped with visual and audible alarms and up to 10 hour capacity battery. For the administration of a wide variety of therapeutic agents where precise control is required. Unit provides individual control to IV lines simultaneously.
M7660 | Defibrillator/Monitor/Recorder, Portable | 1 | VV | Portable defibrillator-monitor-recorder. Integral unit system operable from self-contained rechargeable batteries. ECG may be viewed through paddles or patient cable. Options include external pacing and 12-Lead.
M7818 | Monitor, Transport | 2 | VV | A light weight, rugged patient monitor for use during transport. Unit consists of a compact monitor with touchscreen display with up to 3 waveforms on a on a bright non-fading display. The unit measures ECG/respiration, NBP, SpO2, pressure, and temperature and CO2. Data can be transferred seamlessly throughout the continuum of care. Unit is approved for aeromedical use (US Army Airworthiness Certification and Evaluation (ACE) program. Battery run time of 3 hours before recharge.
M8495 | Laryngoscope, Video Glidescope | 1 | VV | A video-assist laryngoscope system with a digital color monitor and digital camera providing real-time view of the airway enabling quick intubation. Unit is designed for first pass success. The unit includes a reusable video baton with digital camera and sterile single use GVL Stats in various sizes.
X2100 | Scanner, Ultrasound, General Purpose | 1 | VV | High definition, diagnostic ultrasound system for Radiology, Cardiology, Vascular, ob-gyn, Perinatology, and Surgical imaging applications. The unit employs curved, phased and linear array imaging technology. The system supports colorflow, pulse and continuous wave imaging modalities. On board software measurement packages available for all imaging applications. The system is DICOM 3.0 compatible, for easy linkage to filmless image management systems and review stations. In addition, a full line of probes and conventional recording devices are available.
5 - SV583 - ASC Anesthesia Medication Room, Phrm Svc | 5 - SV583 - ASC Anesthesia Medication Room, Phrm Svc | 5 - SV583 - ASC Anesthesia Medication Room, Phrm Svc | 5 - SV583 - ASC Anesthesia Medication Room, Phrm Svc | 5 - SV583 - ASC Anesthesia Medication Room, Phrm Svc
JSN | NAME | QTY | ACQ/INS | DESCRIPTION
A1010 | Telecommunication Outlet | 2 | VV | Telecommunication outlet location.
A1014 | Telephone, Wall Mounted, 1 Line, With Speaker | 1 | VV | Telephone, wall mounted, 1 line, with speaker.
A5075 | Dispenser, Soap, Disposable | 1 | VV | Disposable soap dispenser. One-handed dispensing operation. Designed to accommodate disposable soap cartridge and valve.
A5077 | Dispenser, Hand Sanitizer, Hands-Free | 1 | VV | A touch free wall-mounted hand sanitizer dispenser. For use throughout a healthcare facility. Unit does not include the sanitizing liquid. Units are battery operated.
A5082 | Dispenser, Paper Towel, Sensor, Hands Free | 1 | CC | A surface mounted, sensor activated, automatic, roll paper towel dispenser. The unit dispenses a paper towel automatically only when hands are place in position below the dispenser for maximum sanitation and hygiene. May include adjustable settings for sheet length, time delay, and sensor range. Unit is battery operated or with optional AC power adapter.
A5107 | Dispenser, Glove, Surgical/Examination, Wall Mntd | 1 | VV | Examination three (Small Medium, Large) glove dispenser box for wall mounting. Fabricated of either cold rolled steel with a white baked enamel finish, plastic or acrylic. Hardware not included, Option 3 powder coated steel.
A5108 | Waste Disposal Unit, Sharps | 1 | VV | A container for collecting and transporting syringes and other sharps for decontamination and disposal. Available in 2 gallon and 8 gallon with locking rotor. Complies with OSHA regulations for handling sharps.
A5145 | Hook, Garment, Double, SS, Surface Mounted | 1 | CC | A surface mounted, satin finish stainless steel, double garment hook. Equipped with a concealed mounting bracket that is secured to a concealed wall plate. For general purpose use throughout the facility to hang various items of apparel.
C03G0 | Cabinet, U/C/B, 2 Shelf, 2 Door, 36x30x22 | 1 | CC | Standing height under counter base cabinet with two adjustable shelves and two solid hinged doors. Also referred to as a cupboard cabinet. For general purpose use throughout the facility.
C04Q0 | Cabinet, ADA Sink, Wall-Mounted | 1 | CC | Wall mounted sink support cabinet for drop-in sink with vertical fascia and angled ADA profile, also referred to as ADA sink cabinet. Removable front panel to permit access to plumbing. Medium density M-3 particle board core construction faced with high pressure vertical grade decorative plastic laminate on exposed surfaces and melamine on semi-exposed and concealed surfaces; plastic laminate edge banding. Includes all attaching hardware including support rail.
CD030 | Cabinet, W/H, 2 Shelf, 2 DO, Sloping Top, 38x30x13 | 2 | CC | Wall hung steel cabinet with two adjustable shelves, solid hinged doors, and sloping top. Also referred to as a solid hinged double door wall case. For general purpose use throughout the facility.
CS070 | Sink, SS, Single Compartment, 7.5x16x16 ID | 1 | CC | Single compartment stainless steel sink, drop-in, self-rimming, ledge-type, connected with a drain and provided with a mixing faucet. It shall also be provided with pre-punched fixture holes on 4" center, integral back ledge to accommodate deck-mounted fixtures, brushed/polished interior and top surfaces, and sound deadened. Recommended for use in suspended or U/C/B sink cabinets having a high plastic laminate or Chemsurf laminate countertop/work surface. Coordinate actual outside sink dimensions with the actual clear dimension of cabinet specified to ensure that they are compatible. For general purpose use throughout the facility.
CT020 | Countertop, Solid Surface | 1 | CC | A solid, nonporous countertop with a smooth seamless appearance. Easy to clean and maintain and with proper cleaning does not support the growth of mold. An acrylic-based solid surface product. Standard thickness of 1", and a 4" butt backsplash/curb. Also referred to as a work surface or work top. Available in a choice of colors and depths. Used in lab and other hospital areas requiring optimum physical and chemical resisting properties.
E0945 | Cart, Computer, Mobile | 1 | VV | A mobile computer cart for use throughout the facility. The cart dimensions will be approximately 45" H x 30" W x 22" D with casters. May include drawers and miscellaneous other accessories that will be determined at time of purchase. This Typical may include: 1 Cart Body, w/Computer Support, Style-A Narrow, w/Raised Edge Top 1 Flip-Up Shelf 1 Sharps Container Holder 1 Wastebasket 1 Chart Holder 2 Drawers, 3"H 2 Drawers, 6"H 3 Accessory Rail, Side Drawer Organizer Bins
F2010 | Basket, Wastepaper, Step-On | 1 | VV | "Step-on" wastepaper basket with inner liner and foot petal activated flip top.
F3050 | Whiteboard, Dry Erase | 1 | VV | Whiteboard unit, approximately 36" H x 48" W consisting of a white porcelain enamel writing surface with an attached chalk tray. Magnetic surface available. Image can be easily removed with a standard chalkboard eraser. For use with water color pens. Unit is ready to hang.
F3200 | Clock, Battery, 12" Diameter | 1 | VV | Clock, 12" diameter. Round surface, easy to read numbers with sweep second hand. Wall mounted unit for use when impractical to install a fully synchronized clock system. Battery operated, (batteries not included).
M1801 | Computer, Microprocessing, w/Flat Panel Monitor | 1 | VV | Desk top microprocessing computer. The unit shall consist of a central processing mini tower, flat panel monitor, keyboard, mouse and speakers. The system shall have the following minimum characteristics: a 2.8 GHz Pentium processor; 512 MB memory; 80GB hard drive; 32/48x CD-ROMDVD combo; 1.44MB network interface card; video 32 MB NVIDIA; a 18 inch flat panel monitor. The computer is used throughout the facility to input, manipulate and retrieve information.
M3150 | Distribution System, Medication, Automatic | 1 | VV | An automated dispensing system that provides controlled dispensing, inventory and security. Size and cost will vary dependent on number of modules selected.
P1965 | Eyewash, Eye/Face, Sink Mounted, Hands-free | 1 | CC | A sink mounted eyewash station. The unit is designed for emergency eye and face rinsing from soft flow dual spray-heads. The Flow must be activated by the single momentary action and remain on until terminated.
R6200 | Refrigerator, U/C or F/S, 5 Cu Ft | 1 | VV | Utility refrigerator approximately 35" H x 24" W x 26" D. The unit has a two tray ice cube cooling system. The refrigerator fits standard architectural dimensions for undercounter installation. The unit is perfect for use in nurses' station, wards, and laboratories, pharmacies or wherever space is limited.
6 - SC243 - ASC Anesthesiology Team Room, Clncl Sprt | 6 - SC243 - ASC Anesthesiology Team Room, Clncl Sprt | 6 - SC243 - ASC Anesthesiology Team Room, Clncl Sprt | 6 - SC243 - ASC Anesthesiology Team Room, Clncl Sprt | 6 - SC243 - ASC Anesthesiology Team Room, Clncl Sprt
JSN | NAME | QTY | ACQ/INS | DESCRIPTION
A1010 | Telecommunication Outlet | 3 | VV | Telecommunication outlet location.
A1012 | Telephone, Wall Mounted, 1 Line | 1 | VV | Telephone, wall mounted, 1 line.
A5077 | Dispenser, Hand Sanitizer, Hands-Free | 1 | VV | A touch free wall-mounted hand sanitizer dispenser. For use throughout a healthcare facility. Unit does not include the sanitizing liquid. Units are battery operated.
A5145 | Hook, Garment, Double, SS, Surface Mounted | 1 | CC | A surface mounted, satin finish stainless steel, double garment hook. Equipped with a concealed mounting bracket that is secured to a concealed wall plate. For general purpose use throughout the facility to hang various items of apparel.
F0115 | Bookcase, Open, 5 Shelf | 1 | VV | Freestanding open shelf bookcase, approximately 82" high X 37" wide X 18" deep with 5 (five) adjustable shelves. Unit can be separate or part of a system with available add-on shelving.
F0220 | Chair, Conference | 4 | VV | Conference chair designed to complement the executive furniture package selected. Foam rubber cushioned seats and backs covered with either woven fabric or vinyl. Base with 5 (five) swivel casters.
F0405 | Cabinet, Filing, Full Height, 4-5 Drawer | 1 | VV | Four (4) or five (5) drawer letter size, vertical filing cabinet, 53" high X 15" wide X 29" deep with locking device. Each drawer has label holder, handle and roller cradle.
F0750 | Table, Office, (size as required) | 4 | VV | Office table, sized as required. May be used as either a four (4) to six (6) person conference table or as an extra work surface area.
F2000 | Basket, Wastepaper, Fire Resistant | 1 | VV | Wastepaper basket, fire resistant, approximately 40 quart capacity. This unit is used to collect and temporarily store small quantities of paper refuse in patient rooms, administrative areas and nursing stations. Size and shape varies depending on the application and manufacturer selected.
F3055 | Whiteboard, With Sliding Panels. | 1 | VV | Standard installations consist of sliding panels and a fixed back panel with the choice of chalkboard, markerboard, bulletin board, or a combination of these choices.
F3200 | Clock, Battery, 12" Diameter | 1 | VV | Clock, 12" diameter. Round surface, easy to read numbers with sweep second hand. Wall mounted unit for use when impractical to install a fully synchronized clock system. Battery operated, (batteries not included).
16 - AMBULATORY SURGERY CENTER (ASC) PATIENT AREA | 16 - AMBULATORY SURGERY CENTER (ASC) PATIENT AREA | 16 - AMBULATORY SURGERY CENTER (ASC) PATIENT AREA | 16 - AMBULATORY SURGERY CENTER (ASC) PATIENT AREA | 16 - AMBULATORY SURGERY CENTER (ASC) PATIENT AREA
1 - CS139 - ASC Surgical Control Station, Surg Svc | 1 - CS139 - ASC Surgical Control Station, Surg Svc | 1 - CS139 - ASC Surgical Control Station, Surg Svc | 1 - CS139 - ASC Surgical Control Station, Surg Svc | 1 - CS139 - ASC Surgical Control Station, Surg Svc
JSN | NAME | QTY | ACQ/INS | DESCRIPTION
A1010 | Telecommunication Outlet | 2 | VV | Telecommunication outlet location.
A1015 | Telephone, Desk, Multiple Line | 2 | VV | Telephone, desk, multiple line.
E0415 | Nurse Station, Recept, L-Shaped, Free Std, 96 x 96 | 1 | VV | Nurse station typicals have non-powered steel frames with a pre-installed metal junction box for user defined hard-wired electrical solutions. Data modules and low voltage cabling can be routed freely within the frame. Electrical and/or data devices are not provided with the nurse station. Panel inserts are available in fabric, painted metal, tackable, acoustical, paper management, rail, glass, open and electrical/data accessible styles. Typicals include panel inserts for both sides of steel frame. All electrical connections must be made by an electrical contractor. THIS TYPICAL INCLUDES: 1 steel frame, 54"H x 48"W; 3 steel frames, 38"H x 48"W; 2 steel frames, 38"H x 24"W; 1 frame connector, 2-way corner, 54"H; 2 frame connectors, 2-way corner, 38"H; 2 finished end hardware; 1 cantilevered, corner work surface, 48"W; 2 cantilevered, work surfaces, 48"W; 2 pedestal box/files; 1 fully adjustable keyboard tray; 15 panel inserts, painted metal, 16"H x 48"W; 8 panel inserts, painted metal, 16"H x 24"W; 2 panel inserts, painted metal, 8"H x 48"W; 2 panel inserts, paper mgmt., 16"H x 48"W; 1 panel insert, paper mgmt, 8"H x 48"W; 1 countertop w/light support assembly, 16"D and; 18 paper trays, 10"W.
F0275 | Chair, Swivel, High Back | 2 | VV | Highback contemporary swivel chair, 41" high X 23" wide X 23" deep with five (5) caster swivel base and arms. Chair may be used at desks or in conference rooms. Back and seat are foam padded and upholstered with either woven textile fabric or vinyl.
F2010 | Basket, Wastepaper, Step-On | 1 | VV | "Step-on" wastepaper basket with inner liner and foot petal activated flip top.
F3200 | Clock, Battery, 12" Diameter | 1 | VV | Clock, 12" diameter. Round surface, easy to read numbers with sweep second hand. Wall mounted unit for use when impractical to install a fully synchronized clock system. Battery operated, (batteries not included).
M1801 | Computer, Microprocessing, w/Flat Panel Monitor | 2 | VV | Desk top microprocessing computer. The unit shall consist of a central processing mini tower, flat panel monitor, keyboard, mouse and speakers. The system shall have the following minimum characteristics: a 2.8 GHz Pentium processor; 512 MB memory; 80GB hard drive; 32/48x CD-ROMDVD combo; 1.44MB network interface card; video 32 MB NVIDIA; a 18 inch flat panel monitor. The computer is used throughout the facility to input, manipulate and retrieve information.
M1840 | Printer/Copier/Fax Combination | 1 | VV | Multifunctional printer, fax, scanner and copier (PFC) all-in-one machine.
M7850 | Monitor, Physiological, Central, 8 Bed, Color | 1 | VV | Eight bed central physiologic monitoring station. System consists of a central monitor that displays patient information from bedside monitors. It also centralizes alarm and recording functions from ECG tracings to vital signs display. Up to eight patients monitoring capabilities. Designed for use in the ICU, CCU, emergency room or recovery room.
2 - CS141 - ASC General Operating Room (OR), Surg Svc | 2 - CS141 - ASC General Operating Room (OR), Surg Svc | 2 - CS141 - ASC General Operating Room (OR), Surg Svc | 2 - CS141 - ASC General Operating Room (OR), Surg Svc | 2 - CS141 - ASC General Operating Room (OR), Surg Svc
JSN | NAME | QTY | ACQ/INS | DESCRIPTION
A1010 | Telecommunication Outlet | 4 | VV | Telecommunication outlet location.
A1014 | Telephone, Wall Mounted, 1 Line, With Speaker | 1 | VV | Telephone, wall mounted, 1 line, with speaker.
A1120 | Column, Service, Prefab, Surgical, Ceiling Mounted | 1 | CC | Prefabricated surgical service column. Strong 18 gauge stainless steel shell ceiling mounted unit with the following services: oxygen, nitrous oxide, nitrogen, medical air, medical vacuum, gas evacuation, electrical outlets, monitoring connectors, and IV holders. Specify type of column (fixed or retractable) and number of outlets required for each service. Size will vary with number of service outlets required. Designed to be used in the operating room, recovery and ICU-CCU rooms.
A1122 | Column, Equipment Arm, Ceiling Mounted, Surgery | 2 | CC | A ceiling mounted retractable equipment arm for use in the OR. Designed to provide equipment placement support, power receptacles including low-voltage panels, gas outlets and flat screen mounting for a surgical suite. Unit will provide a range of motion of up to 330 degrees with arm providing additional vertical movement. Units are custom configured with multiple options available. Price is based on a unit with two (double) retractable arms. Also available are units for use in anesthesia, ICU and ER.
A1130 | Cabinet, Control, Nitrogen | 1 | CC | Nitrogen control cabinet. Unit consists of supply cut-off valve, supply pressure gauge, pressure regulator (adjustable 0 to 200 PSI), outlet pressure gauge, nitrogen outlet and connection to surgical gas column. Specify recessed or surface mounting. Designed for powering surgical pneumatic tools.
A4015 | Clock, Elapsed Time, Electric | 1 | CC | Elapsed time digital electric clock. Single display time that can be used either as a clock or elapsed time indicator. Clock consists of buttons to set minutes, and hours for the time. For use in operating and delivery room, and medical service columns. Analog or digital displays may be provided as specified by the user.
A5077 | Dispenser, Hand Sanitizer, Hands-Free | 2 | VV | A touch free wall-mounted hand sanitizer dispenser. For use throughout a healthcare facility. Unit does not include the sanitizing liquid. Units are battery operated.
A5104 | Cart, Medical Waste Disposal, Mobile w/Foot Pedal | 1 | VV | Mobile molded cart with foot pedal, to house 18-24 gal sharps disposal container. Lid lift or slide opens easily with foot-operated pedal. Lid may remain closed when not in use to reduce exposure to contents. Ergonomic handle is telescopic. Heavy containers can be removed from the side with minimal lifting. Meets requirements of OSHA 29 CFR 1910.130.
A5107 | Dispenser, Glove, Surgical/Examination, Wall Mntd | 2 | VV | Examination three (Small Medium, Large) glove dispenser box for wall mounting. Fabricated of either cold rolled steel with a white baked enamel finish, plastic or acrylic. Hardware not included, Option 3 powder coated steel.
A5108 | Waste Disposal Unit, Sharps | 1 | VV | A container for collecting and transporting syringes and other sharps for decontamination and disposal. Available in 2 gallon and 8 gallon with locking rotor. Complies with OSHA regulations for handling sharps.
A5212 | Bracket, Television, Wall-Mounted, Tilt/Angle | 2 | VV | A wall mounted, tilt/angled TV bracket for 37" to 80" TVs. Mount will be a universal and VESA compliant unit with a load capacity of up to 130 lbs.
E0954 | Cart, Emergency, Mobile, 66"H x 32"W x 22"D | 1 | VV | THIS TYPICAL INCLUDES: 1 Cart body, style-A narrow, w/raised edge top 1 Accessory rail, side 1 Accessory rail, back 1 Defibrillator tray 1 IV pole 1 Breakaway bar 1 Flip-up shelf 1 Wastebasket 1 Oxygen tank holder 1 Electrical box-4 outlet 1 Cord wrap 4 Drawer, 3"H 3 Drawer, 6"H Drawer organizer bins.
F0355 | Footstool, Straight | 4 | VV | Step stool. Used to assist patients getting on and off exam or surgical tables. Fitted with electrically conductive rubber tips.
F3050 | Whiteboard, Dry Erase | 1 | VV | Whiteboard unit, approximately 36" H x 48" W consisting of a white porcelain enamel writing surface with an attached chalk tray. Magnetic surface available. Image can be easily removed with a standard chalkboard eraser. For use with water color pens. Unit is ready to hang.
M0512 | Television, HDTV, Large Screen, 60" | 2 | VV | A high definition (HDTV) multimedia, slim design, 60"W to 65"W color television. The TV will have a 16.9 wide screen aspect ratio with full HD 1080p resolution and HDMI connections. TV may be LED, Plasma or LCD. TV will include a stand.
M0630 | Anesthesia Apparatus, 3 Gas | 1 | VV | Three gas anesthesia apparatus. Basic unit consists of steel cabinet with casters with one shallow, one medium, and one deep drawer, seven long scale eleven-inch flowmeters, five cylinder yokes, and telescoping absorber post. It includes two-canister model carbon dioxide absorber with inhalation and exhalation check valves, switch valve, switch valve elbow, sidearm Vernitrol, flow calculator, mounting kit, ventilator calculator, ventilator and an oxygen piping inlet. Also features nitrous oxide fail safe valve kit, aspirator kit, gas evacuator with vacuum and a flow meter safety cover. Used to dispense a mixture of gases during surgical procedures.
M0750 | Flowmeter, Air, Connect w/50 PSI Supply | 1 | VV | Air flowmeter. Unit has a stainless steel needle valve with clear flowtube for connection to 50 PSI air outlet from central pipeline system. Requires the appropriate adapter for connection to the wall outlet and fitting to connect to tubing. Database prices reflect fittings with an attached DISS power outlet. Other outlet and adapter configurations are available.
M0755 | Flowmeter, Oxygen, Low Flow | 2 | VV | Oxygen flowmeter. Consists of a clear crystal flowtube calibrated to 3.5 or 8 LPM depending on manufacturer. For oxygen regulation in hospital settings. Database pricing includes DISS fitting and DISS power outlet and wall adapter. Other fitting and adapter configurations are available.
M0765 | Regulator, Vacuum | 7 | VV | Vacuum pressure regulator for connection to central piped vacuum system. Standard display scale is graduated at least from 0 to 200 mm Hg of vacuum. Displays on specialized regulators may cover other vacuum ranges. Regulator type (continuous, intermittent, continuous/intermittent, surgical, pediatric, thoracic, etc.) as required. To be used in delivery, neonatal, pediatrics or any area where suction is required. Database pricing reflects continuous regulators graduated to 200 mm Hg with a full line vacuum selection switch and DISS configured inlets and outlets.
M1801 | Computer, Microprocessing, w/Flat Panel Monitor | 1 | VV | Desk top microprocessing computer. The unit shall consist of a central processing mini tower, flat panel monitor, keyboard, mouse and speakers. The system shall have the following minimum characteristics: a 2.8 GHz Pentium processor; 512 MB memory; 80GB hard drive; 32/48x CD-ROMDVD combo; 1.44MB network interface card; video 32 MB NVIDIA; a 18 inch flat panel monitor. The computer is used throughout the facility to input, manipulate and retrieve information.
M3070 | Hamper, Linen, Mobile, w/Lid | 2 | VV | Mobile linen hamper with hand or foot operated lid. Made of heavy tubular stainless steel with heavy gauge welded steel platform. Holds 25" hamper bags. Mounted on ball bearing casters. For linen transport in hospitals and clinics.
M3080 | Cabinet, Instrument, CRS, 2 Glass Door, 6 Shelf | 2 | VV | Non-magnetic stainless steel instrument cabinet with two glass doors and six shelves (five adjustable). Cabinet body has a single storage compartment and seamless welded face. Shelf heights are adjustable on full length perforated strips mounted to the back and inside front cabinet corners. Cabinet is mounted on glides or casters. Cabinet may be covered by a sloping top.
M3150 | Distribution System, Medication, Automatic | 1 | VV | An automated dispensing system that provides controlled dispensing, inventory and security. Size and cost will vary dependent on number of modules selected.
M3175 | Electrosurgical Unit, Dual Output | 1 | VV | Dual output electrosurgical unit. Solid state power source with foot switch jacks, monopolar and bipolar outputs, and four independent modes of operation. Used in the operating room or surgicenter as an alternative to the scalpel for cutting tissue.
M4255 | Stand, IV, Adjustable | 3 | VV | Adjustable IV stand with 4-hook arrangement. Stand has stainless steel construction with heavy weight base. It adjusts from 66 inches to 100 inches and is mounted on conductive rubber, ball bearing, swivel casters. Stand is used for administering intravenous solutions.
M4266 | Pump, Volumetric, Infusion, Multiple Line | 3 | VV | Volumetric infusion pump. Pump is self-regulating with automatic sensor and adjustable rate. Equipped with visual and audible alarms and up to 10 hour capacity battery. For the administration of a wide variety of therapeutic agents where precise control is required. Unit provides individual control to IV lines simultaneously.
M4280 | Pump, Pneumatic Stocking/Cuff | 1 | VV | Pneumatic stocking/cuff pump. Pump provides alternating pressure to pneumatic stockings for reduction of the threat of deep vein thrombophlebitis in post operative patients. May also be used in the CCU for rotating cuff therapy for reduction of peripheral circulation in congestive heart failure patients.
M4287 | Irrigation System, Surgical | 1 | VV | High flow surgical irrigation pump up 2.5l/min, available in single and double flow.
M4645 | Patient Transfer Device | 1 | VV | A patient transfer board designed to make lateral patient transfers safer for staff and be more comfortable for the patients. The board uses a smooth, low friction and static free surface to eliminate the need for metal rollers. The board has a soft foam core that makes them lightweight for ease of use and storage. The long board device also enables the transfer of a patient in the seated or Fowler position. The boards come in three sizes with the long board being foldable. The dimensions and price are for the long wide board.
M4815 | Hypo/Hyperthermia Unit, Automatic/Manual, Mobile | 1 | VV | Automatic/manual hypo/hyperthermia unit. Sealed refrigeration system. Microprocessor controlled with multiple alarm system constantly monitoring temperature and water levels. Cabinet type unit. Designed to regulate body temperature by application of water-filled hypothermia blankets.
M4816 | Warming Unit, Patient, Automatic/Manual, Air | 1 | VV | Automatic/manual patient warming unit. Unit delivers a flow of warmed air through a perforated plastic blanket. Used primarily for postoperative patients to speed recovery of normal body temperature.
M5030 | Stool, Surgeon, Revolving | 2 | VV | Revolving stool. Consists of a padded upholstered seat with height adjustment. Unit rotates and is mounted on ball bearing swivel casters. Designed for use in examinations, treatment, and surgical procedures.
M5512 | Laser, Smoke Evacuator | 1 | VV | Filtration system used in conjunction with laser operations to remove surgical laser plume. The unit includes a pneumatic foot switch, disposable 0.12 micron HEPA primary filters, a secondary 0.12 micron ULPA/carbon filter, disposable funnels, reducer fittings and connector hoses.
M7475 | Light, Surgical, Ceiling Mounted, Single, Large | 1 | VC | Ceiling mounted surgical light generally 30-34" or larger in diameter depending on manufacturer. Light head is suspended from the ceiling by a mounting plate and pole. Light head contains several individual pods each with its own light source. Unit also has a detachable sterilizable handle. Minimum ceiling height for most models is 8'-9"; check the manufacturers' specific recommendations. Height dimension below refers to the height of the lamp housing. Width and depth are the length of the swing arm plus the light head diameter. This light is suitable for dual site surgery.
M7490 | Light, Surg, Ceiling Mtd, Dual, Unequal Dia Heads | 1 | VC | Dual head surgical light ceiling mounted from a single pole. Unit has two lamp heads of differing sizes mounted on individual swing arms. Unit features multiple lighting pods in each lamp head, deep cavity illumination, color-corrected light, intensity control and sterilizable handles. Refer to the manufacturers' specifications for minimum ceiling heights and installation data. The database height dimension below refers to the height of the lamp head itself. The width and depth measurements are the larger of the two sums of the swing arm length and the head diameter. For use in general purpose surgical suites.
M7650 | Defibrillator/Monitor, Acute Care | 1 | VV | Portable defibrillator/monitor for acute care includes biphasic defibrillator, pacing, SPO2, Interpretive 12-lead, NIBP monitoring, EtCO2 monitoring, Invasive pressure monitoring, Vital Sign monitoring, temperature probe, Fax transmission, PCMCIA Data Cards, Paddle accessories, and a color LCD.
M7801 | Monitor, Medical Grade 26 - 42" | 4 | VV | LED HD monitor capable of displaying medical grade images. Monitor's size is 26-42".
M7802 | Monitor, Medical Grade 55-65" | 2 | VV | LED HD monitor capable of displaying medical grade images. Monitor' size is 55 - 65".
M7845 | Monitor, Physiological, Bedside, 4 Channel | 1 | VV | 4 channel bedside physiological monitor. The unit consist of a four-channel non-fade monochrome display monitor, an alarm system and printer-recording capabilities. The monitor has color coded controls and automatic calibration. The unit displays up to four waveforms simultaneously. The parameters to be monitored are user selectable. The monitor may be connected to a central monitoring station. The unit monitors patients in most acute care areas, step-down units, procedure rooms and emergency rooms.
M8551 | Light Source, Fiberoptic Headlamp | 1 | VV | Fiberoptic light source for surgical headlamps. This unit provides color corrected light for surgical procedures where photography is not required.
M8606 | Endoscopy Cart, Fiberoptic, w/Video Accessories | 1 | VV | Endoscopy cart with video and print capabilities for use with fiberoptic (direct vision) endoscopes. This cart does not work with videoscopes. System takes optical images from a single endoscope and directly records them or converts them to digital signals for recording. A typical system cart includes the cart, a light source, an insufflator, a suction unit, a heat probe unit, an electrosurgical apparatus, a digital camera converter or color video camera, a camera controller, a monitor, a video/DVD recorder and a color printer. This JSN does not include the endoscope; refer to the endoscopes at JSNs M8500-M8550. Each cart can support one or more types of endoscope and should be specifically tailored to its intended use(s). This cart can be configured to interface with a network endoscopy information management system; refer to JSN M8600. Database physical information and pricing is for a higher cost system containing one of each of the above components.
M8800 | Cart, Anesthesia | 1 | VV | Mobile anesthesia cart. The cart shall be built of stainless steel or other appropriate material and mounted on 4" casters for easy mobility. It shall be capable of being equipped with bottle holders, adjustable IV pole, storage drawers, shelves and a top bar/rail.
M8810 | Stand, Mayo | 1 | VV | Adjustable instrument table. Table is corrosion resistant stainless steel construction and is mounted on two casters with two skid rails. It has telescopic upright adjusts from 39 inches to 60 inches with automatic locking device, and removable 13"x19" instrument tray. Designed for use in operating and procedure rooms.
M8825 | Table, Instrument/Dressing, CRS, approx. 36x20x34 | 2 | VV | Instrument and dressing table. Made of corrosion resistant stainless steel with a sound deadened top. Includes guard rail, shelf and two side-by-side drawers. The table is mounted on swivel, ball-bearing casters.
M8830 | Table, Instrument/Dressing, Mobile | 1 | VV | Mobile instrument/dressing table, approximately 34" H x 20" W x 16" D Corrosion resistant stainless steel mobile table with sound-deadening shelf and drawer. Unit is mounted on 2" casters. Designed for all purpose use in the hospital or clinic.
M8840 | Table, Back, Instrument/Dressing | 1 | VV | A specialty back table for large cases such as orthopedics, spinal fusions, neuro and craniotomies. The table has a pneumatic tuck-away cantilevered shelf which can hold multiple trays and is angled for clear observation of instruments. It comes with 4" diameter heavy-duty ball bearing brake/swivel casters. Construction is all stainless steel.
M8900 | Carriage, Pail, CRS, Without Pail | 2 | VV | Carriage, pail (kick bucket) CRS. Consists of a stainless steel ring type carriage mounted on ball bearing casters. Includes circular non-marring bumper. For use in the surgical operating room.
M8905 | Pail, Utility, CRS, With Carriage | 2 | VV | Utility pail (kick bucket). Shall be a stainless steel 12 quart bucket for use in surgical operating rooms.
M8910 | Cart, Surgical Case | 2 | VV | Surgical case cart. Unit consists of two hinged cabinet sections, each section equipped with two pull-out shelves with stops. The entire unit is mounted on four heavy duty conductive swivel casters. Used to transport surgical packs and supplies to surgery and soiled items back to central supply.
M8920 | Stand, Basin, CRS, Mobile, Double | 2 | VV | CRS, mobile, double basin stand with shelf. Stainless steel corrosion resistant frame constructed from two continuous inverted "U" shaped tubes, forming four legs and mounted on casters. Circular rings welded to top receive two removable 8 quart stainless steel basins. For open heart and other procedures.
M8925 | Stand, Basin, CRS, Mobile, Single | 1 | VV | Mobile single basin stand with shelf. The stand shall be constructed of tubular stainless steel and mounted on 2" swivel casters. Shall include a shelf and an 8 quart stainless steel basin. Intended for use in ORs and treatment areas.
M8940 | Stool, Anesthesia, With Back | 2 | VV | Anesthesia stool with back. All stainless steel with well-curved back panel and wide conductive seat. Designed for the anesthesiologist during surgical procedures.
M8950 | Warmer, Blood | 2 | VV | Unit consists of a temperature regulated water bath, circulating fluid, or dry heat with controls and an audible high temperature alarm. The warmer provides a stable environment for the controlled warming of blood or other fluids prior to being transfused to a patient.
M8970 | Warmer, Blood, High Volume | 1 | VV | Unit contains a proportional controller to regulate temperature in the heat exchanger and an audible high temperature alarm. Designed to provide a stable temperature for the controlled warming of blood or other fluids prior to being transfused to a patient. Unit may be a cuff type or circulating water heat exchanger.
M9110 | Table, Operating, 5 or 6 Section, Trauma | 1 | VV | Pedestal type, 5 or 6 section, operating table. Pedestal table, mounted on a solid base with casters and locks. Table top surface is fabricated from radio-translucent and conductive panels and is equipped with cassette tunnels in each of the table top sections. Table includes: Electro-hydraulic controls, side rail locking system, grounding receptacle and dual arm support section. It is designed for use in the operating room in a variety of surgical procedures. Table is configured to address the needs of trauma surgery.
S9755 | Suction System, Surgical, Mobile Rover Unit | 1 | VV | Surgical fluid waste management system with powered IV pole and smoke evacuation. Portable waste collection unit, for use with Docking Station (specified separately). Dual canisters (one 4L and one 20L), two levels of suction: 2-21in/Hg, fluid readout, 3 different port sizes for smoke tubing.
X2106 | Scanner, Ultrasound, Intra-Cardiac Echo | 1 | VV | A portable cardiovascular ultrasound with full diagnostic and monitoring capabilities. The unit employs phased-array transducer technology for 2D, color and Doppler imaging. It will have multiple focal zones to optimize image quality. The unit will have an integrated EchoPAC with data review, analysis, patient archive and reporting capabilities. It will have full DICOM connectivity with embedded raw data speeds allowing for post-exam quantitative analyses at the users convenience. The rechargeable battery will provide up to 1 hour of full scan operation.
X3145 | Screen, X-Ray, Protective, Mobile | 1 | VV | Mobile X-ray protective screen/barrier. The X-ray barrier provides optically-clear visibility while shielding medical personnel from scatter radiation. Its large clear Pb lead-plastic or acrylic window offers 0.5 mm lead-equivalent protection to the user's head and upper body. The unit is used for effective radiation protection of department personnel during vascular or other procedures. This unit can fit any application with its mobility. Adjustable screens are also available.
X6190 | Radiographic/Fluoro Unit, Cardiac, 100 kW, Digital | 1 | VC | This system is specifically designed to perform biplane radiographic/fluoroscopic examinations in the Cardiology Department. On-line digital cardiac image processing will provide instant availability of images for review. This units characteristics and components include 100 kW micro-processor controlled X-ray generators, C-arm and U arm with 9” multi-field Image Intensifier, integrated X-ray tube unit and cine camera. The Digital Imaging for both the AP and Lateral planes shall consists of a computer, keyboard with acquisition, viewing monitor, and slave monitor. The system shall be DICOM 3.0 compatible, for easy linkage to filmless image management systems and review stations. It is recommended that the TV monitors be ceiling suspended. System to be procured with Cardiac Cath Lab computerized analysis/monitoring system.
3 - CS142 - ASC General OR Equipment Room, Surg Svc | 3 - CS142 - ASC General OR Equipment Room, Surg Svc | 3 - CS142 - ASC General OR Equipment Room, Surg Svc | 3 - CS142 - ASC General OR Equipment Room, Surg Svc | 3 - CS142 - ASC General OR Equipment Room, Surg Svc
JSN | NAME | QTY | ACQ/INS | DESCRIPTION
A1010 | Telecommunication Outlet | 1 | VV | Telecommunication outlet location.
A1012 | Telephone, Wall Mounted, 1 Line | 1 | VV | Telephone, wall mounted, 1 line.
E0963 | Cart, General Storage, Mobile | 1 | VV | Mobile General Storage Cart, approximately 72"H x 23"W x 22"D. THIS TYPICAL INCLUDES: 1 Locker Storage Container on Wheels, w/Solid Door 3 Tray/Shelves 2 Drawers, 3"H 4 Drawers, 6"H 1 Tray/Shelf Divider Drawer Organizer Bins
M8810 | Stand, Mayo | 1 | VV | Adjustable instrument table. Table is corrosion resistant stainless steel construction and is mounted on two casters with two skid rails. It has telescopic upright adjusts from 39 inches to 60 inches with automatic locking device, and removable 13"x19" instrument tray. Designed for use in operating and procedure rooms.
M8830 | Table, Instrument/Dressing, Mobile | 1 | VV | Mobile instrument/dressing table, approximately 34" H x 20" W x 16" D Corrosion resistant stainless steel mobile table with sound-deadening shelf and drawer. Unit is mounted on 2" casters. Designed for all purpose use in the hospital or clinic.
X3150 | Rack, Apron/Gloves, Wall Mounted | 3 | CC | Apron and gloves rack. This is a wall unit which holds aprons and gloves. The body is heavy gauge steel finish in gray or green baked enamel, glove and apron holding arms are aluminum. The unit's convenient on wall storage will prolong the useful life of your protection aprons by helping prevent damage to internal components.
4 - CS151 - ASC Urology / Cystoscopy Operating Room (OR), Surg Svc | 4 - CS151 - ASC Urology / Cystoscopy Operating Room (OR), Surg Svc | 4 - CS151 - ASC Urology / Cystoscopy Operating Room (OR), Surg Svc | 4 - CS151 - ASC Urology / Cystoscopy Operating Room (OR), Surg Svc | 4 - CS151 - ASC Urology / Cystoscopy Operating Room (OR), Surg Svc
JSN | NAME | QTY | ACQ/INS | DESCRIPTION
A1010 | Telecommunication Outlet | 4 | VV | Telecommunication outlet location.
A1014 | Telephone, Wall Mounted, 1 Line, With Speaker | 1 | VV | Telephone, wall mounted, 1 line, with speaker.
A1120 | Column, Service, Prefab, Surgical, Ceiling Mounted | 2 | CC | Prefabricated surgical service column. Strong 18 gauge stainless steel shell ceiling mounted unit with the following services: oxygen, nitrous oxide, nitrogen, medical air, medical vacuum, gas evacuation, electrical outlets, monitoring connectors, and IV holders. Specify type of column (fixed or retractable) and number of outlets required for each service. Size will vary with number of service outlets required. Designed to be used in the operating room, recovery and ICU-CCU rooms.
A1122 | Column, Equipment Arm, Ceiling Mounted, Surgery | 3 | CC | A ceiling mounted retractable equipment arm for use in the OR. Designed to provide equipment placement support, power receptacles including low-voltage panels, gas outlets and flat screen mounting for a surgical suite. Unit will provide a range of motion of up to 330 degrees with arm providing additional vertical movement. Units are custom configured with multiple options available. Price is based on a unit with two (double) retractable arms. Also available are units for use in anesthesia, ICU and ER.
A1130 | Cabinet, Control, Nitrogen | 2 | CC | Nitrogen control cabinet. Unit consists of supply cut-off valve, supply pressure gauge, pressure regulator (adjustable 0 to 200 PSI), outlet pressure gauge, nitrogen outlet and connection to surgical gas column. Specify recessed or surface mounting. Designed for powering surgical pneumatic tools.
A4015 | Clock, Elapsed Time, Electric | 1 | CC | Elapsed time digital electric clock. Single display time that can be used either as a clock or elapsed time indicator. Clock consists of buttons to set minutes, and hours for the time. For use in operating and delivery room, and medical service columns. Analog or digital displays may be provided as specified by the user.
A5077 | Dispenser, Hand Sanitizer, Hands-Free | 2 | VV | A touch free wall-mounted hand sanitizer dispenser. For use throughout a healthcare facility. Unit does not include the sanitizing liquid. Units are battery operated.
A5104 | Cart, Medical Waste Disposal, Mobile w/Foot Pedal | 1 | VV | Mobile molded cart with foot pedal, to house 18-24 gal sharps disposal container. Lid lift or slide opens easily with foot-operated pedal. Lid may remain closed when not in use to reduce exposure to contents. Ergonomic handle is telescopic. Heavy containers can be removed from the side with minimal lifting. Meets requirements of OSHA 29 CFR 1910.130.
A5107 | Dispenser, Glove, Surgical/Examination, Wall Mntd | 2 | VV | Examination three (Small Medium, Large) glove dispenser box for wall mounting. Fabricated of either cold rolled steel with a white baked enamel finish, plastic or acrylic. Hardware not included, Option 3 powder coated steel.
A5108 | Waste Disposal Unit, Sharps | 1 | VV | A container for collecting and transporting syringes and other sharps for decontamination and disposal. Available in 2 gallon and 8 gallon with locking rotor. Complies with OSHA regulations for handling sharps.
A5212 | Bracket, Television, Wall-Mounted, Tilt/Angle | 2 | VV | A wall mounted, tilt/angled TV bracket for 37" to 80" TVs. Mount will be a universal and VESA compliant unit with a load capacity of up to 130 lbs.
E0954 | Cart, Emergency, Mobile, 66"H x 32"W x 22"D | 1 | VV | THIS TYPICAL INCLUDES: 1 Cart body, style-A narrow, w/raised edge top 1 Accessory rail, side 1 Accessory rail, back 1 Defibrillator tray 1 IV pole 1 Breakaway bar 1 Flip-up shelf 1 Wastebasket 1 Oxygen tank holder 1 Electrical box-4 outlet 1 Cord wrap 4 Drawer, 3"H 3 Drawer, 6"H Drawer organizer bins.
F0355 | Footstool, Straight | 4 | VV | Step stool. Used to assist patients getting on and off exam or surgical tables. Fitted with electrically conductive rubber tips.
F2010 | Basket, Wastepaper, Step-On | 1 | VV | "Step-on" wastepaper basket with inner liner and foot petal activated flip top.
F3050 | Whiteboard, Dry Erase | 1 | VV | Whiteboard unit, approximately 36" H x 48" W consisting of a white porcelain enamel writing surface with an attached chalk tray. Magnetic surface available. Image can be easily removed with a standard chalkboard eraser. For use with water color pens. Unit is ready to hang.
F3200 | Clock, Battery, 12" Diameter | 1 | VV | Clock, 12" diameter. Round surface, easy to read numbers with sweep second hand. Wall mounted unit for use when impractical to install a fully synchronized clock system. Battery operated, (batteries not included).
M0512 | Television, HDTV, Large Screen, 60" | 1 | VV | A high definition (HDTV) multimedia, slim design, 60"W to 65"W color television. The TV will have a 16.9 wide screen aspect ratio with full HD 1080p resolution and HDMI connections. TV may be LED, Plasma or LCD. TV will include a stand.
M0630 | Anesthesia Apparatus, 3 Gas | 1 | VV | Three gas anesthesia apparatus. Basic unit consists of steel cabinet with casters with one shallow, one medium, and one deep drawer, seven long scale eleven-inch flowmeters, five cylinder yokes, and telescoping absorber post. It includes two-canister model carbon dioxide absorber with inhalation and exhalation check valves, switch valve, switch valve elbow, sidearm Vernitrol, flow calculator, mounting kit, ventilator calculator, ventilator and an oxygen piping inlet. Also features nitrous oxide fail safe valve kit, aspirator kit, gas evacuator with vacuum and a flow meter safety cover. Used to dispense a mixture of gases during surgical procedures.
M0750 | Flowmeter, Air, Connect w/50 PSI Supply | 2 | VV | Air flowmeter. Unit has a stainless steel needle valve with clear flowtube for connection to 50 PSI air outlet from central pipeline system. Requires the appropriate adapter for connection to the wall outlet and fitting to connect to tubing. Database prices reflect fittings with an attached DISS power outlet. Other outlet and adapter configurations are available.
M0755 | Flowmeter, Oxygen, Low Flow | 4 | VV | Oxygen flowmeter. Consists of a clear crystal flowtube calibrated to 3.5 or 8 LPM depending on manufacturer. For oxygen regulation in hospital settings. Database pricing includes DISS fitting and DISS power outlet and wall adapter. Other fitting and adapter configurations are available.
M0765 | Regulator, Vacuum | 4 | VV | Vacuum pressure regulator for connection to central piped vacuum system. Standard display scale is graduated at least from 0 to 200 mm Hg of vacuum. Displays on specialized regulators may cover other vacuum ranges. Regulator type (continuous, intermittent, continuous/intermittent, surgical, pediatric, thoracic, etc.) as required. To be used in delivery, neonatal, pediatrics or any area where suction is required. Database pricing reflects continuous regulators graduated to 200 mm Hg with a full line vacuum selection switch and DISS configured inlets and outlets.
M1801 | Computer, Microprocessing, w/Flat Panel Monitor | 2 | VV | Desk top microprocessing computer. The unit shall consist of a central processing mini tower, flat panel monitor, keyboard, mouse and speakers. The system shall have the following minimum characteristics: a 2.8 GHz Pentium processor; 512 MB memory; 80GB hard drive; 32/48x CD-ROMDVD combo; 1.44MB network interface card; video 32 MB NVIDIA; a 18 inch flat panel monitor. The computer is used throughout the facility to input, manipulate and retrieve information.
M3070 | Hamper, Linen, Mobile, w/Lid | 2 | VV | Mobile linen hamper with hand or foot operated lid. Made of heavy tubular stainless steel with heavy gauge welded steel platform. Holds 25" hamper bags. Mounted on ball bearing casters. For linen transport in hospitals and clinics.
M3072 | Frame, Infectious Waste Bag w/Lid | 1 | VV | Frame for an infectious waste collection bag. Made of heavy tubular stainless steel with heavy gauge welded steel platform. Adjust to hold 18" or 25" trash bags. Mounted on ball bearing casters and includes permanently mounted hinged lid. Provides means of bagging infectious waste at point of waste generation.
M3080 | Cabinet, Instrument, CRS, 2 Glass Door, 6 Shelf | 2 | VV | Non-magnetic stainless steel instrument cabinet with two glass doors and six shelves (five adjustable). Cabinet body has a single storage compartment and seamless welded face. Shelf heights are adjustable on full length perforated strips mounted to the back and inside front cabinet corners. Cabinet is mounted on glides or casters. Cabinet may be covered by a sloping top.
M3150 | Distribution System, Medication, Automatic | 1 | VV | An automated dispensing system that provides controlled dispensing, inventory and security. Size and cost will vary dependent on number of modules selected.
M3175 | Electrosurgical Unit, Dual Output | 1 | VV | Dual output electrosurgical unit. Solid state power source with foot switch jacks, monopolar and bipolar outputs, and four independent modes of operation. Used in the operating room or surgicenter as an alternative to the scalpel for cutting tissue.
M4255 | Stand, IV, Adjustable | 3 | VV | Adjustable IV stand with 4-hook arrangement. Stand has stainless steel construction with heavy weight base. It adjusts from 66 inches to 100 inches and is mounted on conductive rubber, ball bearing, swivel casters. Stand is used for administering intravenous solutions.
M4266 | Pump, Volumetric, Infusion, Multiple Line | 2 | VV | Volumetric infusion pump. Pump is self-regulating with automatic sensor and adjustable rate. Equipped with visual and audible alarms and up to 10 hour capacity battery. For the administration of a wide variety of therapeutic agents where precise control is required. Unit provides individual control to IV lines simultaneously.
M4280 | Pump, Pneumatic Stocking/Cuff | 1 | VV | Pneumatic stocking/cuff pump. Pump provides alternating pressure to pneumatic stockings for reduction of the threat of deep vein thrombophlebitis in post operative patients. May also be used in the CCU for rotating cuff therapy for reduction of peripheral circulation in congestive heart failure patients.
M4287 | Irrigation System, Surgical | 1 | VV | High flow surgical irrigation pump up 2.5l/min, available in single and double flow.
M4645 | Patient Transfer Device | 1 | VV | A patient transfer board designed to make lateral patient transfers safer for staff and be more comfortable for the patients. The board uses a smooth, low friction and static free surface to eliminate the need for metal rollers. The board has a soft foam core that makes them lightweight for ease of use and storage. The long board device also enables the transfer of a patient in the seated or Fowler position. The boards come in three sizes with the long board being foldable. The dimensions and price are for the long wide board.
M4815 | Hypo/Hyperthermia Unit, Automatic/Manual, Mobile | 1 | VV | Automatic/manual hypo/hyperthermia unit. Sealed refrigeration system. Microprocessor controlled with multiple alarm system constantly monitoring temperature and water levels. Cabinet type unit. Designed to regulate body temperature by application of water-filled hypothermia blankets.
M4816 | Warming Unit, Patient, Automatic/Manual, Air | 1 | VV | Automatic/manual patient warming unit. Unit delivers a flow of warmed air through a perforated plastic blanket. Used primarily for postoperative patients to speed recovery of normal body temperature.
M5030 | Stool, Surgeon, Revolving | 2 | VV | Revolving stool. Consists of a padded upholstered seat with height adjustment. Unit rotates and is mounted on ball bearing swivel casters. Designed for use in examinations, treatment, and surgical procedures.
M5512 | Laser, Smoke Evacuator | 1 | VV | Filtration system used in conjunction with laser operations to remove surgical laser plume. The unit includes a pneumatic foot switch, disposable 0.12 micron HEPA primary filters, a secondary 0.12 micron ULPA/carbon filter, disposable funnels, reducer fittings and connector hoses.
M7475 | Light, Surgical, Ceiling Mounted, Single, Large | 1 | VC | Ceiling mounted surgical light generally 30-34" or larger in diameter depending on manufacturer. Light head is suspended from the ceiling by a mounting plate and pole. Light head contains several individual pods each with its own light source. Unit also has a detachable sterilizable handle. Minimum ceiling height for most models is 8'-9"; check the manufacturers' specific recommendations. Height dimension below refers to the height of the lamp housing. Width and depth are the length of the swing arm plus the light head diameter. This light is suitable for dual site surgery.
M7490 | Light, Surg, Ceiling Mtd, Dual, Unequal Dia Heads | 1 | VC | Dual head surgical light ceiling mounted from a single pole. Unit has two lamp heads of differing sizes mounted on individual swing arms. Unit features multiple lighting pods in each lamp head, deep cavity illumination, color-corrected light, intensity control and sterilizable handles. Refer to the manufacturers' specifications for minimum ceiling heights and installation data. The database height dimension below refers to the height of the lamp head itself. The width and depth measurements are the larger of the two sums of the swing arm length and the head diameter. For use in general purpose surgical suites.
M7650 | Defibrillator/Monitor, Acute Care | 1 | VV | Portable defibrillator/monitor for acute care includes biphasic defibrillator, pacing, SPO2, Interpretive 12-lead, NIBP monitoring, EtCO2 monitoring, Invasive pressure monitoring, Vital Sign monitoring, temperature probe, Fax transmission, PCMCIA Data Cards, Paddle accessories, and a color LCD.
M7801 | Monitor, Medical Grade 26 - 42" | 4 | VV | LED HD monitor capable of displaying medical grade images. Monitor's size is 26-42".
M7802 | Monitor, Medical Grade 55-65" | 2 | VV | LED HD monitor capable of displaying medical grade images. Monitor' size is 55 - 65".
M7845 | Monitor, Physiological, Bedside, 4 Channel | 1 | VV | 4 channel bedside physiological monitor. The unit consist of a four-channel non-fade monochrome display monitor, an alarm system and printer-recording capabilities. The monitor has color coded controls and automatic calibration. The unit displays up to four waveforms simultaneously. The parameters to be monitored are user selectable. The monitor may be connected to a central monitoring station. The unit monitors patients in most acute care areas, step-down units, procedure rooms and emergency rooms.
M8551 | Light Source, Fiberoptic Headlamp | 1 | VV | Fiberoptic light source for surgical headlamps. This unit provides color corrected light for surgical procedures where photography is not required.
M8606 | Endoscopy Cart, Fiberoptic, w/Video Accessories | 1 | VV | Endoscopy cart with video and print capabilities for use with fiberoptic (direct vision) endoscopes. This cart does not work with videoscopes. System takes optical images from a single endoscope and directly records them or converts them to digital signals for recording. A typical system cart includes the cart, a light source, an insufflator, a suction unit, a heat probe unit, an electrosurgical apparatus, a digital camera converter or color video camera, a camera controller, a monitor, a video/DVD recorder and a color printer. This JSN does not include the endoscope; refer to the endoscopes at JSNs M8500-M8550. Each cart can support one or more types of endoscope and should be specifically tailored to its intended use(s). This cart can be configured to interface with a network endoscopy information management system; refer to JSN M8600. Database physical information and pricing is for a higher cost system containing one of each of the above components.
M8800 | Cart, Anesthesia | 1 | VV | Mobile anesthesia cart. The cart shall be built of stainless steel or other appropriate material and mounted on 4" casters for easy mobility. It shall be capable of being equipped with bottle holders, adjustable IV pole, storage drawers, shelves and a top bar/rail.
M8810 | Stand, Mayo | 2 | VV | Adjustable instrument table. Table is corrosion resistant stainless steel construction and is mounted on two casters with two skid rails. It has telescopic upright adjusts from 39 inches to 60 inches with automatic locking device, and removable 13"x19" instrument tray. Designed for use in operating and procedure rooms.
M8825 | Table, Instrument/Dressing, CRS, approx. 36x20x34 | 2 | VV | Instrument and dressing table. Made of corrosion resistant stainless steel with a sound deadened top. Includes guard rail, shelf and two side-by-side drawers. The table is mounted on swivel, ball-bearing casters.
M8830 | Table, Instrument/Dressing, Mobile | 2 | VV | Mobile instrument/dressing table, approximately 34" H x 20" W x 16" D Corrosion resistant stainless steel mobile table with sound-deadening shelf and drawer. Unit is mounted on 2" casters. Designed for all purpose use in the hospital or clinic.
M8840 | Table, Back, Instrument/Dressing | 1 | VV | A specialty back table for large cases such as orthopedics, spinal fusions, neuro and craniotomies. The table has a pneumatic tuck-away cantilevered shelf which can hold multiple trays and is angled for clear observation of instruments. It comes with 4" diameter heavy-duty ball bearing brake/swivel casters. Construction is all stainless steel.
M8900 | Carriage, Pail, CRS, Without Pail | 2 | VV | Carriage, pail (kick bucket) CRS. Consists of a stainless steel ring type carriage mounted on ball bearing casters. Includes circular non-marring bumper. For use in the surgical operating room.
M8905 | Pail, Utility, CRS, With Carriage | 2 | VV | Utility pail (kick bucket). Shall be a stainless steel 12 quart bucket for use in surgical operating rooms.
M8910 | Cart, Surgical Case | 2 | VV | Surgical case cart. Unit consists of two hinged cabinet sections, each section equipped with two pull-out shelves with stops. The entire unit is mounted on four heavy duty conductive swivel casters. Used to transport surgical packs and supplies to surgery and soiled items back to central supply.
M8920 | Stand, Basin, CRS, Mobile, Double | 2 | VV | CRS, mobile, double basin stand with shelf. Stainless steel corrosion resistant frame constructed from two continuous inverted "U" shaped tubes, forming four legs and mounted on casters. Circular rings welded to top receive two removable 8 quart stainless steel basins. For open heart and other procedures.
M8925 | Stand, Basin, CRS, Mobile, Single | 1 | VV | Mobile single basin stand with shelf. The stand shall be constructed of tubular stainless steel and mounted on 2" swivel casters. Shall include a shelf and an 8 quart stainless steel basin. Intended for use in ORs and treatment areas.
M8940 | Stool, Anesthesia, With Back | 2 | VV | Anesthesia stool with back. All stainless steel with well-curved back panel and wide conductive seat. Designed for the anesthesiologist during surgical procedures.
M8950 | Warmer, Blood | 2 | VV | Unit consists of a temperature regulated water bath, circulating fluid, or dry heat with controls and an audible high temperature alarm. The warmer provides a stable environment for the controlled warming of blood or other fluids prior to being transfused to a patient.
M8970 | Warmer, Blood, High Volume | 1 | VV | Unit contains a proportional controller to regulate temperature in the heat exchanger and an audible high temperature alarm. Designed to provide a stable temperature for the controlled warming of blood or other fluids prior to being transfused to a patient. Unit may be a cuff type or circulating water heat exchanger.
M9110 | Table, Operating, 5 or 6 Section, Trauma | 1 | VV | Pedestal type, 5 or 6 section, operating table. Pedestal table, mounted on a solid base with casters and locks. Table top surface is fabricated from radio-translucent and conductive panels and is equipped with cassette tunnels in each of the table top sections. Table includes: Electro-hydraulic controls, side rail locking system, grounding receptacle and dual arm support section. It is designed for use in the operating room in a variety of surgical procedures. Table is configured to address the needs of trauma surgery.
S9755 | Suction System, Surgical, Mobile Rover Unit | 1 | VV | Surgical fluid waste management system with powered IV pole and smoke evacuation. Portable waste collection unit, for use with Docking Station (specified separately). Dual canisters (one 4L and one 20L), two levels of suction: 2-21in/Hg, fluid readout, 3 different port sizes for smoke tubing.
X4890 | Rad/Fluoro Unit, Digital, Mobile, C-Arm | 1 | VV | This system is a high quality radiographic/fluoroscopic mobile digital C-arm for use in orthopedics, general surgery, urology, vascular, neurosurgery, neurovascular and cardiovascular procedures. This units characteristics and components include a high frequency x-ray generator with single or dual focus x-ray tube unit, 9” or 12” multi-field image intensifier, dual 16” monitors, real time digital imaging and last image hold capabilities. The system shall be DICOM 3.0 or latest version, compatible, for easy linkage to filmless image management systems and review stations.
5 - CS152 - ASC Urology / Cystoscopy OR Equipment Room, Surg Svc | 5 - CS152 - ASC Urology / Cystoscopy OR Equipment Room, Surg Svc | 5 - CS152 - ASC Urology / Cystoscopy OR Equipment Room, Surg Svc | 5 - CS152 - ASC Urology / Cystoscopy OR Equipment Room, Surg Svc | 5 - CS152 - ASC Urology / Cystoscopy OR Equipment Room, Surg Svc
JSN | NAME | QTY | ACQ/INS | DESCRIPTION
A1010 | Telecommunication Outlet | 1 | VV | Telecommunication outlet location.
E0963 | Cart, General Storage, Mobile | 1 | VV | Mobile General Storage Cart, approximately 72"H x 23"W x 22"D. THIS TYPICAL INCLUDES: 1 Locker Storage Container on Wheels, w/Solid Door 3 Tray/Shelves 2 Drawers, 3"H 4 Drawers, 6"H 1 Tray/Shelf Divider Drawer Organizer Bins
M3165 | Cabinet, Catheter Storage | 3 | VV | A cabinet to be used for the hanging storage of catheters. Cabinet comes with adjustable laminate shelves, slide-out arms equipped with hangers to hold various size catheters, and doors. Door locks are an optional accessory.
X1200 | Lithotripter, Extracorporeal | 1 | VV | Extracorporeal Shock Wave Lithotripter (ESWL), is a multifunctional radiographic/fluoroscopic urological diagnostic and ESWL System with optional ultrasound capabilities. It is used to locate urinary stones and calculi using radiology and treating the stones and calculi using ultrasound shock waves. The equipment must be capable of full power usage and full operation with patient under full conscious sedation as opposed to anesthesia.
X3150 | Rack, Apron/Gloves, Wall Mounted | 2 | CC | Apron and gloves rack. This is a wall unit which holds aprons and gloves. The body is heavy gauge steel finish in gray or green baked enamel, glove and apron holding arms are aluminum. The unit's convenient on wall storage will prolong the useful life of your protection aprons by helping prevent damage to internal components.
6 - SC199 - ASC Surgical Scrub Sink Alcove, Clncl Sprt | 6 - SC199 - ASC Surgical Scrub Sink Alcove, Clncl Sprt | 6 - SC199 - ASC Surgical Scrub Sink Alcove, Clncl Sprt | 6 - SC199 - ASC Surgical Scrub Sink Alcove, Clncl Sprt | 6 - SC199 - ASC Surgical Scrub Sink Alcove, Clncl Sprt
JSN | NAME | QTY | ACQ/INS | DESCRIPTION
A1010 | Telecommunication Outlet | 1 | VV | Telecommunication outlet location.
A1012 | Telephone, Wall Mounted, 1 Line | 1 | VV | Telephone, wall mounted, 1 line.
A5070 | Dispenser, Liquid Soap, SS, Surface Mounted | 1 | VV | A surface mounted, satin finish stainless steel, top filling, liquid soap dispenser. Dispenser features: corrosion-resistant valve, push-in type and operable with one hand; heavy duty hinge and key lock lid; and vandal resistant concealed mounting. Minimum capacity 40 fluid ounces. For general purpose use throughout the facility.
A5160 | Shelf, 8" Depth, SS, Surface Mounted | 1 | CC | A surface mounted, satin finish, stainless steel shelf with a minimum depth of 8". Mounting brackets are welded to shelf. Shelf is available in various widths. For general purpose use in scrub areas/rooms or other areas of the facility where a SS shelf is required. Pricing based upon a 36" width.
F3200 | Clock, Battery, 12" Diameter | 1 | VV | Clock, 12" diameter. Round surface, easy to read numbers with sweep second hand. Wall mounted unit for use when impractical to install a fully synchronized clock system. Battery operated, (batteries not included).
P6980 | Sink, Scrub, SS, 1-3 Bay, With Knee Valve | 2 | VC | Surgeon's scrub-up sink. Unit is constructed of polished stainless steel. This sink unit has a hydro-mechanical knee operating water control valve and a knee operated surgical soap dispenser. It can be a one, two or three bay model as required. Used in surgical suites or scrub-up areas for surgical teams. Optional electrical configurations are available. Dimensional and price data is based on a three bay unit.
17 - AMBULATORY SURGERY CENTER (ASC) CLEAN CORE AREA | 17 - AMBULATORY SURGERY CENTER (ASC) CLEAN CORE AREA | 17 - AMBULATORY SURGERY CENTER (ASC) CLEAN CORE AREA | 17 - AMBULATORY SURGERY CENTER (ASC) CLEAN CORE AREA | 17 - AMBULATORY SURGERY CENTER (ASC) CLEAN CORE AREA
1 - CS231 - ASC Clean Core, Surg Svc | 1 - CS231 - ASC Clean Core, Surg Svc | 1 - CS231 - ASC Clean Core, Surg Svc | 1 - CS231 - ASC Clean Core, Surg Svc | 1 - CS231 - ASC Clean Core, Surg Svc
JSN | NAME | QTY | ACQ/INS | DESCRIPTION
A1010 | Telecommunication Outlet | 4 | VV | Telecommunication outlet location.
A1014 | Telephone, Wall Mounted, 1 Line, With Speaker | 1 | VV | Telephone, wall mounted, 1 line, with speaker.
A5212 | Bracket, Television, Wall-Mounted, Tilt/Angle | 1 | VV | A wall mounted, tilt/angled TV bracket for 37" to 80" TVs. Mount will be a universal and VESA compliant unit with a load capacity of up to 130 lbs.
M0512 | Television, HDTV, Large Screen, 60" | 1 | VV | A high definition (HDTV) multimedia, slim design, 60"W to 65"W color television. The TV will have a 16.9 wide screen aspect ratio with full HD 1080p resolution and HDMI connections. TV may be LED, Plasma or LCD. TV will include a stand.
M1801 | Computer, Microprocessing, w/Flat Panel Monitor | 1 | VV | Desk top microprocessing computer. The unit shall consist of a central processing mini tower, flat panel monitor, keyboard, mouse and speakers. The system shall have the following minimum characteristics: a 2.8 GHz Pentium processor; 512 MB memory; 80GB hard drive; 32/48x CD-ROMDVD combo; 1.44MB network interface card; video 32 MB NVIDIA; a 18 inch flat panel monitor. The computer is used throughout the facility to input, manipulate and retrieve information.
M1802 | Work Station, Computer, Retractable, Wall Mounted | 1 | VV | A wall mounted retractable work station. Work station is used as a computer station in treatment rooms, exam rooms and areas where physical space in limited.
M2055 | Shelving, Storage, Wire, CRS, w/Adjustable Shelves | 8 | VV | Stationary, wire, shelving unit. Unit has fully adjustable shelves constructed of stainless steel. For use in general purpose storage areas. Shelving is provided in various sizes and configurations. Price provided is for a unit approximately 74"H x 18"D x 48"W with four shelves.
M3110 | Cabinet, Warming, F/S, 2 Heated Compartment, Elect | 2 | CC | Freestanding, single or double door warming cabinet with 2 heated compartments. Compartment and exterior walls are made from stainless steel. Thick fiberglass insulation maintains the interior temperature and keeps the exterior from becoming too hot. Equipped with a sealing door, thermostatic temperature control, status display, heat indicating light, over temperature protection, alarms and an air circulating fan. Unit may have an optional temperature recorder. Manufacturer recommends using a fused disconnect switch in the electrical power circuit. Cabinet may also be installed in a recess. Designed for heating and storing solutions and blankets used in patient care areas.
M3150 | Distribution System, Medication, Automatic | 2 | VV | An automated dispensing system that provides controlled dispensing, inventory and security. Size and cost will vary dependent on number of modules selected.
M8910 | Cart, Surgical Case | 4 | VV | Surgical case cart. Unit consists of two hinged cabinet sections, each section equipped with two pull-out shelves with stops. The entire unit is mounted on four heavy duty conductive swivel casters. Used to transport surgical packs and supplies to surgery and soiled items back to central supply.
R7250 | Refrigerator/Freezer, 20 Cubic Feet | 2 | VV | Refrigerator/freezer unit. This type unit includes a food saver system that helps keep food fresher. It also includes roll out wheels and is equipped for an optional automatic icemaker. This unit is of commercial or residential design and use.
2 - CS236 - ASC Blood Bank Alcove, Surg Svc | 2 - CS236 - ASC Blood Bank Alcove, Surg Svc | 2 - CS236 - ASC Blood Bank Alcove, Surg Svc | 2 - CS236 - ASC Blood Bank Alcove, Surg Svc | 2 - CS236 - ASC Blood Bank Alcove, Surg Svc
JSN | NAME | QTY | ACQ/INS | DESCRIPTION
R6040 | Refrigerator, Blood Bank, 2 Glass Do, Dr, 48 Cu Ft | 1 | VV | Blood bank refrigerator. Unit has double glass doors, pull-out drawers and a 7 day recording thermometer. It also includes high/low alarm, battery power failure alarm, and remote alarm. This unit is used in hospitals and blood collection points for storage of blood products.
3 - SC016 - ASC Clean Cart Holding, Clncl Sprt | 3 - SC016 - ASC Clean Cart Holding, Clncl Sprt | 3 - SC016 - ASC Clean Cart Holding, Clncl Sprt | 3 - SC016 - ASC Clean Cart Holding, Clncl Sprt | 3 - SC016 - ASC Clean Cart Holding, Clncl Sprt
JSN | NAME | QTY | ACQ/INS | DESCRIPTION
A1010 | Telecommunication Outlet | 1 | VV | Telecommunication outlet location.
M8910 | Cart, Surgical Case | 6 | VV | Surgical case cart. Unit consists of two hinged cabinet sections, each section equipped with two pull-out shelves with stops. The entire unit is mounted on four heavy duty conductive swivel casters. Used to transport surgical packs and supplies to surgery and soiled items back to central supply.
18 - AMBULATORY SURGERY CENTER (ASC) POST-ANESTHESIA CARE UNIT (PACU) / PHASE I RECOVERY PATIENT AREA | 18 - AMBULATORY SURGERY CENTER (ASC) POST-ANESTHESIA CARE UNIT (PACU) / PHASE I RECOVERY PATIENT AREA | 18 - AMBULATORY SURGERY CENTER (ASC) POST-ANESTHESIA CARE UNIT (PACU) / PHASE I RECOVERY PATIENT AREA | 18 - AMBULATORY SURGERY CENTER (ASC) POST-ANESTHESIA CARE UNIT (PACU) / PHASE I RECOVERY PATIENT AREA | 18 - AMBULATORY SURGERY CENTER (ASC) POST-ANESTHESIA CARE UNIT (PACU) / PHASE I RECOVERY PATIENT AREA
1 - CS241 - ASC PACU / Phase I Patient Bay, Surg Svc | 1 - CS241 - ASC PACU / Phase I Patient Bay, Surg Svc | 1 - CS241 - ASC PACU / Phase I Patient Bay, Surg Svc | 1 - CS241 - ASC PACU / Phase I Patient Bay, Surg Svc | 1 - CS241 - ASC PACU / Phase I Patient Bay, Surg Svc
JSN | NAME | QTY | ACQ/INS | DESCRIPTION
A1107 | Rail System , Utility, Gas and Electric | 1 | CC | The headwall rail system shall consist of three horizontal rails mounted to the patient room headwall to provide utilities and patient services to support ancillary equipment to include gas and vacuum. The rail system must be capable of quickly adding or relocating medical gases services and be able to accept new equipment, provide physical support to equipment, brackets, shelves and other patient support items.
A5077 | Dispenser, Hand Sanitizer, Hands-Free | 1 | VV | A touch free wall-mounted hand sanitizer dispenser. For use throughout a healthcare facility. Unit does not include the sanitizing liquid. Units are battery operated.
A5107 | Dispenser, Glove, Surgical/Examination, Wall Mntd | 1 | VV | Examination three (Small Medium, Large) glove dispenser box for wall mounting. Fabricated of either cold rolled steel with a white baked enamel finish, plastic or acrylic. Hardware not included, Option 3 powder coated steel.
A5108 | Waste Disposal Unit, Sharps | 1 | VV | A container for collecting and transporting syringes and other sharps for decontamination and disposal. Available in 2 gallon and 8 gallon with locking rotor. Complies with OSHA regulations for handling sharps.
A5180 | Track, Cubicle, Surface Mounted, With Curtain | 1 | VV | Surface mounted cubicle track, with curtain. Track constructed of thick extruded aluminum. Equipped with self lubricating carriers, beaded drop chain hooks, and flame resistant curtain. To include removable end caps. Designed to be suspended around patient areas where privacy is needed. Price listed is per foot of the track, curtains to be priced per quote.
E0948 | Cart, General Storage, Mobile, 42"H x 32"W x 22"D | 1 | VV | THIS TYPICAL INCLUDES: 1 Cart Body, Style-A Narrow, w/Raised Edge Top 2 Drawers, 3" H 4 Drawers, 6" H 1 Accessory Rail, Side Drawer Organizer Bins
F2010 | Basket, Wastepaper, Step-On | 1 | VV | "Step-on" wastepaper basket with inner liner and foot petal activated flip top.
F3200 | Clock, Battery, 12" Diameter | 1 | VV | Clock, 12" diameter. Round surface, easy to read numbers with sweep second hand. Wall mounted unit for use when impractical to install a fully synchronized clock system. Battery operated, (batteries not included).
M0750 | Flowmeter, Air, Connect w/50 PSI Supply | 1 | VV | Air flowmeter. Unit has a stainless steel needle valve with clear flowtube for connection to 50 PSI air outlet from central pipeline system. Requires the appropriate adapter for connection to the wall outlet and fitting to connect to tubing. Database prices reflect fittings with an attached DISS power outlet. Other outlet and adapter configurations are available.
M0755 | Flowmeter, Oxygen, Low Flow | 2 | VV | Oxygen flowmeter. Consists of a clear crystal flowtube calibrated to 3.5 or 8 LPM depending on manufacturer. For oxygen regulation in hospital settings. Database pricing includes DISS fitting and DISS power outlet and wall adapter. Other fitting and adapter configurations are available.
M0765 | Regulator, Vacuum | 4 | VV | Vacuum pressure regulator for connection to central piped vacuum system. Standard display scale is graduated at least from 0 to 200 mm Hg of vacuum. Displays on specialized regulators may cover other vacuum ranges. Regulator type (continuous, intermittent, continuous/intermittent, surgical, pediatric, thoracic, etc.) as required. To be used in delivery, neonatal, pediatrics or any area where suction is required. Database pricing reflects continuous regulators graduated to 200 mm Hg with a full line vacuum selection switch and DISS configured inlets and outlets.
M1801 | Computer, Microprocessing, w/Flat Panel Monitor | 1 | VV | Desk top microprocessing computer. The unit shall consist of a central processing mini tower, flat panel monitor, keyboard, mouse and speakers. The system shall have the following minimum characteristics: a 2.8 GHz Pentium processor; 512 MB memory; 80GB hard drive; 32/48x CD-ROMDVD combo; 1.44MB network interface card; video 32 MB NVIDIA; a 18 inch flat panel monitor. The computer is used throughout the facility to input, manipulate and retrieve information.
M3072 | Frame, Infectious Waste Bag w/Lid | 1 | VV | Frame for an infectious waste collection bag. Made of heavy tubular stainless steel with heavy gauge welded steel platform. Adjust to hold 18" or 25" trash bags. Mounted on ball bearing casters and includes permanently mounted hinged lid. Provides means of bagging infectious waste at point of waste generation.
M4255 | Stand, IV, Adjustable | 1 | VV | Adjustable IV stand with 4-hook arrangement. Stand has stainless steel construction with heavy weight base. It adjusts from 66 inches to 100 inches and is mounted on conductive rubber, ball bearing, swivel casters. Stand is used for administering intravenous solutions.
M4266 | Pump, Volumetric, Infusion, Multiple Line | 1 | VV | Volumetric infusion pump. Pump is self-regulating with automatic sensor and adjustable rate. Equipped with visual and audible alarms and up to 10 hour capacity battery. For the administration of a wide variety of therapeutic agents where precise control is required. Unit provides individual control to IV lines simultaneously.
M4665 | Stretcher, Recovery, Surgical | 1 | VV | Recovery/surgical stretcher. Strong I-beam construction type unit. The height is adjustable with manual backrest and crank operated knee catch. Stainless or painted steel top and chassis. Features 8" or 10" conductive casters, with lock and brake, folding, tuck-away chrome side-rails and IV stand and a flame retardant antibacterial mattress. Designed for operating room transport or recovery applications.
M7040 | Table, Overbed | 1 | VV | Overbed table. Adjustable height table constructed of heavy gauge steel. Mounted on 2" diameter twin swivel casters with bumper caps. Table top is constructed with a high pressure plastic laminated surface that resists chipping, scratching, and staining. It includes a vanity tray and a mirror. Table is designed for use over bed, wheelchair or large chair.
M7845 | Monitor, Physiological, Bedside, 4 Channel | 1 | VV | 4 channel bedside physiological monitor. The unit consist of a four-channel non-fade monochrome display monitor, an alarm system and printer-recording capabilities. The monitor has color coded controls and automatic calibration. The unit displays up to four waveforms simultaneously. The parameters to be monitored are user selectable. The monitor may be connected to a central monitoring station. The unit monitors patients in most acute care areas, step-down units, procedure rooms and emergency rooms.
2 - CS242 - ASC PACU / Phase I Airborne Infection Isolation (AII) Room, Surg Svc | 2 - CS242 - ASC PACU / Phase I Airborne Infection Isolation (AII) Room, Surg Svc | 2 - CS242 - ASC PACU / Phase I Airborne Infection Isolation (AII) Room, Surg Svc | 2 - CS242 - ASC PACU / Phase I Airborne Infection Isolation (AII) Room, Surg Svc | 2 - CS242 - ASC PACU / Phase I Airborne Infection Isolation (AII) Room, Surg Svc
JSN | NAME | QTY | ACQ/INS | DESCRIPTION
A1010 | Telecommunication Outlet | 1 | VV | Telecommunication outlet location.
A1012 | Telephone, Wall Mounted, 1 Line | 1 | VV | Telephone, wall mounted, 1 line.
A1107 | Rail System , Utility, Gas and Electric | 1 | CC | The headwall rail system shall consist of three horizontal rails mounted to the patient room headwall to provide utilities and patient services to support ancillary equipment to include gas and vacuum. The rail system must be capable of quickly adding or relocating medical gases services and be able to accept new equipment, provide physical support to equipment, brackets, shelves and other patient support items.
A5075 | Dispenser, Soap, Disposable | 1 | VV | Disposable soap dispenser. One-handed dispensing operation. Designed to accommodate disposable soap cartridge and valve.
A5077 | Dispenser, Hand Sanitizer, Hands-Free | 1 | VV | A touch free wall-mounted hand sanitizer dispenser. For use throughout a healthcare facility. Unit does not include the sanitizing liquid. Units are battery operated.
A5080 | Dispenser, Paper Towel, SS, Surface Mounted | 1 | CC | A surface mounted, satin finish stainless steel, single-fold, paper towel dispenser. Dispenser features: tumbler lock; front hinged at bottom; and refill indicator slot. Minimum capacity 400 single-fold paper towels. For general purpose use throughout the facility.
A5107 | Dispenser, Glove, Surgical/Examination, Wall Mntd | 1 | VV | Examination three (Small Medium, Large) glove dispenser box for wall mounting. Fabricated of either cold rolled steel with a white baked enamel finish, plastic or acrylic. Hardware not included, Option 3 powder coated steel.
A5108 | Waste Disposal Unit, Sharps | 1 | VV | A container for collecting and transporting syringes and other sharps for decontamination and disposal. Available in 2 gallon and 8 gallon with locking rotor. Complies with OSHA regulations for handling sharps.
A5145 | Hook, Garment, Double, SS, Surface Mounted | 1 | CC | A surface mounted, satin finish stainless steel, double garment hook. Equipped with a concealed mounting bracket that is secured to a concealed wall plate. For general purpose use throughout the facility to hang various items of apparel.
A5180 | Track, Cubicle, Surface Mounted, With Curtain | 10 | VV | Surface mounted cubicle track, with curtain. Track constructed of thick extruded aluminum. Equipped with self lubricating carriers, beaded drop chain hooks, and flame resistant curtain. To include removable end caps. Designed to be suspended around patient areas where privacy is needed. Price listed is per foot of the track, curtains to be priced per quote.
A5210 | Bracket, Television, Wall Mounted, w/Adjust Arm | 1 | VV | Wall mounted television bracket with adjustable arm. Consists of movable arm with minimum 120 degree swivel. Designed for holding wall mounted, flat panel television units in patient rooms.
E0948 | Cart, General Storage, Mobile, 42"H x 32"W x 22"D | 1 | VV | THIS TYPICAL INCLUDES: 1 Cart Body, Style-A Narrow, w/Raised Edge Top 2 Drawers, 3" H 4 Drawers, 6" H 1 Accessory Rail, Side Drawer Organizer Bins
F0205 | Chair, Side With Arms | 1 | VV | Upholstered side chair, 32" high X 21" wide X 23" deep with arms, padded seats and padded backs. Seat height is a minimum of 17". Available with or without sled base.
F0265 | Chair, Recliner | 1 | VV | Reclining chair, 46" high X 33" wide X 40"deep with arms, straight leg base and floor glides or lockable two (2) inch casters. Seat, back and foot rest are foam padded and upholstered with woven textile fabric or vinyl.
F2010 | Basket, Wastepaper, Step-On | 1 | VV | "Step-on" wastepaper basket with inner liner and foot petal activated flip top.
F3200 | Clock, Battery, 12" Diameter | 1 | VV | Clock, 12" diameter. Round surface, easy to read numbers with sweep second hand. Wall mounted unit for use when impractical to install a fully synchronized clock system. Battery operated, (batteries not included).
M0750 | Flowmeter, Air, Connect w/50 PSI Supply | 1 | VV | Air flowmeter. Unit has a stainless steel needle valve with clear flowtube for connection to 50 PSI air outlet from central pipeline system. Requires the appropriate adapter for connection to the wall outlet and fitting to connect to tubing. Database prices reflect fittings with an attached DISS power outlet. Other outlet and adapter configurations are available.
M0755 | Flowmeter, Oxygen, Low Flow | 2 | VV | Oxygen flowmeter. Consists of a clear crystal flowtube calibrated to 3.5 or 8 LPM depending on manufacturer. For oxygen regulation in hospital settings. Database pricing includes DISS fitting and DISS power outlet and wall adapter. Other fitting and adapter configurations are available.
M0765 | Regulator, Vacuum | 4 | VV | Vacuum pressure regulator for connection to central piped vacuum system. Standard display scale is graduated at least from 0 to 200 mm Hg of vacuum. Displays on specialized regulators may cover other vacuum ranges. Regulator type (continuous, intermittent, continuous/intermittent, surgical, pediatric, thoracic, etc.) as required. To be used in delivery, neonatal, pediatrics or any area where suction is required. Database pricing reflects continuous regulators graduated to 200 mm Hg with a full line vacuum selection switch and DISS configured inlets and outlets.
M1801 | Computer, Microprocessing, w/Flat Panel Monitor | 1 | VV | Desk top microprocessing computer. The unit shall consist of a central processing mini tower, flat panel monitor, keyboard, mouse and speakers. The system shall have the following minimum characteristics: a 2.8 GHz Pentium processor; 512 MB memory; 80GB hard drive; 32/48x CD-ROMDVD combo; 1.44MB network interface card; video 32 MB NVIDIA; a 18 inch flat panel monitor. The computer is used throughout the facility to input, manipulate and retrieve information.
M3072 | Frame, Infectious Waste Bag w/Lid | 1 | VV | Frame for an infectious waste collection bag. Made of heavy tubular stainless steel with heavy gauge welded steel platform. Adjust to hold 18" or 25" trash bags. Mounted on ball bearing casters and includes permanently mounted hinged lid. Provides means of bagging infectious waste at point of waste generation.
M4255 | Stand, IV, Adjustable | 1 | VV | Adjustable IV stand with 4-hook arrangement. Stand has stainless steel construction with heavy weight base. It adjusts from 66 inches to 100 inches and is mounted on conductive rubber, ball bearing, swivel casters. Stand is used for administering intravenous solutions.
M4266 | Pump, Volumetric, Infusion, Multiple Line | 1 | VV | Volumetric infusion pump. Pump is self-regulating with automatic sensor and adjustable rate. Equipped with visual and audible alarms and up to 10 hour capacity battery. For the administration of a wide variety of therapeutic agents where precise control is required. Unit provides individual control to IV lines simultaneously.
M4665 | Stretcher, Recovery, Surgical | 1 | VV | Recovery/surgical stretcher. Strong I-beam construction type unit. The height is adjustable with manual backrest and crank operated knee catch. Stainless or painted steel top and chassis. Features 8" or 10" conductive casters, with lock and brake, folding, tuck-away chrome side-rails and IV stand and a flame retardant antibacterial mattress. Designed for operating room transport or recovery applications.
M7040 | Table, Overbed | 1 | VV | Overbed table. Adjustable height table constructed of heavy gauge steel. Mounted on 2" diameter twin swivel casters with bumper caps. Table top is constructed with a high pressure plastic laminated surface that resists chipping, scratching, and staining. It includes a vanity tray and a mirror. Table is designed for use over bed, wheelchair or large chair.
M7845 | Monitor, Physiological, Bedside, 4 Channel | 1 | VV | 4 channel bedside physiological monitor. The unit consist of a four-channel non-fade monochrome display monitor, an alarm system and printer-recording capabilities. The monitor has color coded controls and automatic calibration. The unit displays up to four waveforms simultaneously. The parameters to be monitored are user selectable. The monitor may be connected to a central monitoring station. The unit monitors patients in most acute care areas, step-down units, procedure rooms and emergency rooms.
P3100 | Lavatory, Vitreous China, Slab Type | 1 | CC | Wall mounted, slab type, vitreous china, lavatory (approximate bowl size 7"x15"x10") with: faucet holes on 4" centers; gooseneck spout; wrist blade handles; and grid strainer. It shall be suitable for use in clinics, offices, washrooms or patient care area.
3 - CS243 - ASC PACU / Phase I Airborne Infection Isolation (AII) Anteroom, Surg Svc | 3 - CS243 - ASC PACU / Phase I Airborne Infection Isolation (AII) Anteroom, Surg Svc | 3 - CS243 - ASC PACU / Phase I Airborne Infection Isolation (AII) Anteroom, Surg Svc | 3 - CS243 - ASC PACU / Phase I Airborne Infection Isolation (AII) Anteroom, Surg Svc | 3 - CS243 - ASC PACU / Phase I Airborne Infection Isolation (AII) Anteroom, Surg Svc
JSN | NAME | QTY | ACQ/INS | DESCRIPTION
A1066 | Mirror, Float Glass, With SS Frame | 1 | CC | A high quality 1/4" polished float glass mirror 36X18, framed in a one-piece, bright polished, stainless steel channel frame with 90° mitered corners. All edges of the mirror are protected by absorbing filler strips. Mirror has a galvanized steel back with integral horizontal hanging brackets and wall hanger for concealed mounting. For mounting above single wall mounted lavatories located in toilet areas, Doctors examination offices, etc. May also be used above double lavatories, either wall or countertop mounted, found in restroom areas.
A5075 | Dispenser, Soap, Disposable | 1 | VV | Disposable soap dispenser. One-handed dispensing operation. Designed to accommodate disposable soap cartridge and valve.
A5077 | Dispenser, Hand Sanitizer, Hands-Free | 1 | VV | A touch free wall-mounted hand sanitizer dispenser. For use throughout a healthcare facility. Unit does not include the sanitizing liquid. Units are battery operated.
A5080 | Dispenser, Paper Towel, SS, Surface Mounted | 1 | CC | A surface mounted, satin finish stainless steel, single-fold, paper towel dispenser. Dispenser features: tumbler lock; front hinged at bottom; and refill indicator slot. Minimum capacity 400 single-fold paper towels. For general purpose use throughout the facility.
A5107 | Dispenser, Glove, Surgical/Examination, Wall Mntd | 1 | VV | Examination three (Small Medium, Large) glove dispenser box for wall mounting. Fabricated of either cold rolled steel with a white baked enamel finish, plastic or acrylic. Hardware not included, Option 3 powder coated steel.
A5108 | Waste Disposal Unit, Sharps | 1 | VV | A container for collecting and transporting syringes and other sharps for decontamination and disposal. Available in 2 gallon and 8 gallon with locking rotor. Complies with OSHA regulations for handling sharps.
A5145 | Hook, Garment, Double, SS, Surface Mounted | 1 | CC | A surface mounted, satin finish stainless steel, double garment hook. Equipped with a concealed mounting bracket that is secured to a concealed wall plate. For general purpose use throughout the facility to hang various items of apparel.
CD040 | Cabinet, W/H, 2 Shelf, 2 DO, Sloping Top, 38x36x13 | 1 | CC | Wall hung cabinet with two adjustable shelves, solid hinged doors, and sloping top. Also referred to as a solid hinged double door wall case. For general purpose use throughout the facility.
F2010 | Basket, Wastepaper, Step-On | 1 | VV | "Step-on" wastepaper basket with inner liner and foot petal activated flip top.
M3070 | Hamper, Linen, Mobile, w/Lid | 1 | VV | Mobile linen hamper with hand or foot operated lid. Made of heavy tubular stainless steel with heavy gauge welded steel platform. Holds 25" hamper bags. Mounted on ball bearing casters. For linen transport in hospitals and clinics.
M3072 | Frame, Infectious Waste Bag w/Lid | 1 | VV | Frame for an infectious waste collection bag. Made of heavy tubular stainless steel with heavy gauge welded steel platform. Adjust to hold 18" or 25" trash bags. Mounted on ball bearing casters and includes permanently mounted hinged lid. Provides means of bagging infectious waste at point of waste generation.
P3100 | Lavatory, Vitreous China, Slab Type | 1 | CC | Wall mounted, slab type, vitreous china, lavatory (approximate bowl size 7"x15"x10") with: faucet holes on 4" centers; gooseneck spout; wrist blade handles; and grid strainer. It shall be suitable for use in clinics, offices, washrooms or patient care area.
4 - SC152 - ASC PACU / Phase I Nurse Station, Clncl Sprt | 4 - SC152 - ASC PACU / Phase I Nurse Station, Clncl Sprt | 4 - SC152 - ASC PACU / Phase I Nurse Station, Clncl Sprt | 4 - SC152 - ASC PACU / Phase I Nurse Station, Clncl Sprt | 4 - SC152 - ASC PACU / Phase I Nurse Station, Clncl Sprt
JSN | NAME | QTY | ACQ/INS | DESCRIPTION
A1010 | Telecommunication Outlet | 4 | VV | Telecommunication outlet location.
A1015 | Telephone, Desk, Multiple Line | 2 | VV | Telephone, desk, multiple line.
E0418 | Nurse Station, Medium, Free Standing | 1 | VV | Nurse station typicals have non-powered steel frames with a pre-installed metal junction box for user defined electrical solutions. Data modules and low voltage cabling can be routed freely within the frame. Electrical and/or data devices are not provided with the nurse station. Panel inserts are available in fabric, painted metal, tackable, acoustical, paper management, rail, glass, open and electrical/data accessible styles. Typicals include panel inserts for both sides of the steel frame. All electrical connections must be made by an electrical contractor. THIS TYPICAL INCLUDES: 5 steel frames, 70"H x 24"W; 1 steel frame, 70"H x 48"W; 2 steel frames, 38"W x 48"W; 4 steel frames, 38"H x 24"W; 1 steel frame w/low access, 38"H x 48"W; 2 frame connectors, 3-way corner, 70"H; 1 frame connector, 2-way corner, 38"H; 2 frame connectors, 135 degree, 2-way, 38"H; 9 finished end hardware; 6 frame-to-frame connectors; 3 cantilevered work surface, 48"W; 2 cantilevered, work surface, 72"W; 1 cantilevered low access work surface, 135 degree, 48"W; 2 pedestal box/box/files; 2 panel inserts, painted metal, 8"H x 24"W; 50 panel inserts, painted metal, 16"H x 24"W; 10 panel inserts, painted metal, 16"H x 48"W; 2 panel inserts, painted metal, 20"H x 48"W : 2 panel inserts, tackable, 16"H x 24"W; 2 panel inserts, paper mgmt., 8"H x 48"W; 1 countertop w/light support assembly, 16"D x 14'-0"L; 18 paper tray, 10"W; 2 chart shelf, pass-thru, 24"W; 2 chart shelf, pass-thru, 48"W.
F0280 | Chair, Swivel, Low Back | 4 | VV | Low back contemporary swivel chair, 37" high X 25" wide X 31" deep with a five (5) caster swivel base, arms and foam padded seat and back upholstered with either woven textile fabric or vinyl.
F2000 | Basket, Wastepaper, Fire Resistant | 2 | VV | Wastepaper basket, fire resistant, approximately 40 quart capacity. This unit is used to collect and temporarily store small quantities of paper refuse in patient rooms, administrative areas and nursing stations. Size and shape varies depending on the application and manufacturer selected.
F3050 | Whiteboard, Dry Erase | 1 | VV | Whiteboard unit, approximately 36" H x 48" W consisting of a white porcelain enamel writing surface with an attached chalk tray. Magnetic surface available. Image can be easily removed with a standard chalkboard eraser. For use with water color pens. Unit is ready to hang.
F3200 | Clock, Battery, 12" Diameter | 1 | VV | Clock, 12" diameter. Round surface, easy to read numbers with sweep second hand. Wall mounted unit for use when impractical to install a fully synchronized clock system. Battery operated, (batteries not included).
M1605 | Holder, Chart, 20 Each | 1 | VV | Clinical chart holder cart. 20 chart capacity. 2 side-by-side tiers. May be ordered in various chart capacities. Constructed of heavy metal frames with vinyl laminated surfaces or painted panels. 3" casters with locks. Used to hold patient spring loaded charts.
M1801 | Computer, Microprocessing, w/Flat Panel Monitor | 4 | VV | Desk top microprocessing computer. The unit shall consist of a central processing mini tower, flat panel monitor, keyboard, mouse and speakers. The system shall have the following minimum characteristics: a 2.8 GHz Pentium processor; 512 MB memory; 80GB hard drive; 32/48x CD-ROMDVD combo; 1.44MB network interface card; video 32 MB NVIDIA; a 18 inch flat panel monitor. The computer is used throughout the facility to input, manipulate and retrieve information.
M1820 | Imprinter, Data Record, Electric | 1 | VV | Electric data record imprinter. The device accepts embossed plastic patient cards in either the 50 column or the 80 column format and adjusts automatically for card size and form thickness. Device will provide clear readable impressions with a cycle that is less than 1 second in length. Electro-mechanical design provides for a consistent impression that is independent of operator knowledge or technique. Unit may include a date/time stamp as an accessory.
M1840 | Printer/Copier/Fax Combination | 1 | VV | Multifunctional printer, fax, scanner and copier (PFC) all-in-one machine.
M1855 | Facsimile Machine | 1 | VV | Plain paper facsimile unit used to transmit printed matter or images over standard telephone lines. The unit operates at a modem speed of 33.6 Kbps and automatically recognizes and communicates with a variety of standard facsimile machines. Commonly referred to as "fax" unit.
5 - SC189 - ASC PACU / Phase I Handwashing Station, Clncl Sprt | 5 - SC189 - ASC PACU / Phase I Handwashing Station, Clncl Sprt | 5 - SC189 - ASC PACU / Phase I Handwashing Station, Clncl Sprt | 5 - SC189 - ASC PACU / Phase I Handwashing Station, Clncl Sprt | 5 - SC189 - ASC PACU / Phase I Handwashing Station, Clncl Sprt
JSN | NAME | QTY | ACQ/INS | DESCRIPTION
A1067 | Mirror, Float Glass, ADA Accessible | 1 | CC | A high quality 1/4" polished float glass mirror with a stainless steel frame. Frame holds mirror in a tilted position for accessibility and compliance with ADA requirements. Mirror has a galvanized steel back secured to frame with concealed screws with integral horizontal hanging brackets. Mirror shall be approximately 18" wide and 36" high. Other sizes are available.
A5075 | Dispenser, Soap, Disposable | 1 | VV | Disposable soap dispenser. One-handed dispensing operation. Designed to accommodate disposable soap cartridge and valve.
A5080 | Dispenser, Paper Towel, SS, Surface Mounted | 1 | CC | A surface mounted, satin finish stainless steel, single-fold, paper towel dispenser. Dispenser features: tumbler lock; front hinged at bottom; and refill indicator slot. Minimum capacity 400 single-fold paper towels. For general purpose use throughout the facility.
F2010 | Basket, Wastepaper, Step-On | 1 | VV | "Step-on" wastepaper basket with inner liner and foot petal activated flip top.
P3100 | Lavatory, Vitreous China, Slab Type | 1 | CC | Wall mounted, slab type, vitreous china, lavatory (approximate bowl size 7"x15"x10") with: faucet holes on 4" centers; gooseneck spout; wrist blade handles; and grid strainer. It shall be suitable for use in clinics, offices, washrooms or patient care area.
7 - SV583 - ASC PACU / Phase I Medication Room, Phrm Svc | 7 - SV583 - ASC PACU / Phase I Medication Room, Phrm Svc | 7 - SV583 - ASC PACU / Phase I Medication Room, Phrm Svc | 7 - SV583 - ASC PACU / Phase I Medication Room, Phrm Svc | 7 - SV583 - ASC PACU / Phase I Medication Room, Phrm Svc
JSN | NAME | QTY | ACQ/INS | DESCRIPTION
A1010 | Telecommunication Outlet | 2 | VV | Telecommunication outlet location.
A1014 | Telephone, Wall Mounted, 1 Line, With Speaker | 1 | VV | Telephone, wall mounted, 1 line, with speaker.
A5075 | Dispenser, Soap, Disposable | 1 | VV | Disposable soap dispenser. One-handed dispensing operation. Designed to accommodate disposable soap cartridge and valve.
A5077 | Dispenser, Hand Sanitizer, Hands-Free | 1 | VV | A touch free wall-mounted hand sanitizer dispenser. For use throughout a healthcare facility. Unit does not include the sanitizing liquid. Units are battery operated.
A5082 | Dispenser, Paper Towel, Sensor, Hands Free | 1 | CC | A surface mounted, sensor activated, automatic, roll paper towel dispenser. The unit dispenses a paper towel automatically only when hands are place in position below the dispenser for maximum sanitation and hygiene. May include adjustable settings for sheet length, time delay, and sensor range. Unit is battery operated or with optional AC power adapter.
A5107 | Dispenser, Glove, Surgical/Examination, Wall Mntd | 1 | VV | Examination three (Small Medium, Large) glove dispenser box for wall mounting. Fabricated of either cold rolled steel with a white baked enamel finish, plastic or acrylic. Hardware not included, Option 3 powder coated steel.
A5108 | Waste Disposal Unit, Sharps | 1 | VV | A container for collecting and transporting syringes and other sharps for decontamination and disposal. Available in 2 gallon and 8 gallon with locking rotor. Complies with OSHA regulations for handling sharps.
A5145 | Hook, Garment, Double, SS, Surface Mounted | 1 | CC | A surface mounted, satin finish stainless steel, double garment hook. Equipped with a concealed mounting bracket that is secured to a concealed wall plate. For general purpose use throughout the facility to hang various items of apparel.
C03G0 | Cabinet, U/C/B, 2 Shelf, 2 Door, 36x30x22 | 1 | CC | Standing height under counter base cabinet with two adjustable shelves and two solid hinged doors. Also referred to as a cupboard cabinet. For general purpose use throughout the facility.
C04Q0 | Cabinet, ADA Sink, Wall-Mounted | 1 | CC | Wall mounted sink support cabinet for drop-in sink with vertical fascia and angled ADA profile, also referred to as ADA sink cabinet. Removable front panel to permit access to plumbing. Medium density M-3 particle board core construction faced with high pressure vertical grade decorative plastic laminate on exposed surfaces and melamine on semi-exposed and concealed surfaces; plastic laminate edge banding. Includes all attaching hardware including support rail.
CD030 | Cabinet, W/H, 2 Shelf, 2 DO, Sloping Top, 38x30x13 | 2 | CC | Wall hung steel cabinet with two adjustable shelves, solid hinged doors, and sloping top. Also referred to as a solid hinged double door wall case. For general purpose use throughout the facility.
CS070 | Sink, SS, Single Compartment, 7.5x16x16 ID | 1 | CC | Single compartment stainless steel sink, drop-in, self-rimming, ledge-type, connected with a drain and provided with a mixing faucet. It shall also be provided with pre-punched fixture holes on 4" center, integral back ledge to accommodate deck-mounted fixtures, brushed/polished interior and top surfaces, and sound deadened. Recommended for use in suspended or U/C/B sink cabinets having a high plastic laminate or Chemsurf laminate countertop/work surface. Coordinate actual outside sink dimensions with the actual clear dimension of cabinet specified to ensure that they are compatible. For general purpose use throughout the facility.
CT020 | Countertop, Solid Surface | 1 | CC | A solid, nonporous countertop with a smooth seamless appearance. Easy to clean and maintain and with proper cleaning does not support the growth of mold. An acrylic-based solid surface product. Standard thickness of 1", and a 4" butt backsplash/curb. Also referred to as a work surface or work top. Available in a choice of colors and depths. Used in lab and other hospital areas requiring optimum physical and chemical resisting properties.
E0945 | Cart, Computer, Mobile | 1 | VV | A mobile computer cart for use throughout the facility. The cart dimensions will be approximately 45" H x 30" W x 22" D with casters. May include drawers and miscellaneous other accessories that will be determined at time of purchase. This Typical may include: 1 Cart Body, w/Computer Support, Style-A Narrow, w/Raised Edge Top 1 Flip-Up Shelf 1 Sharps Container Holder 1 Wastebasket 1 Chart Holder 2 Drawers, 3"H 2 Drawers, 6"H 3 Accessory Rail, Side Drawer Organizer Bins
F2010 | Basket, Wastepaper, Step-On | 1 | VV | "Step-on" wastepaper basket with inner liner and foot petal activated flip top.
F3050 | Whiteboard, Dry Erase | 1 | VV | Whiteboard unit, approximately 36" H x 48" W consisting of a white porcelain enamel writing surface with an attached chalk tray. Magnetic surface available. Image can be easily removed with a standard chalkboard eraser. For use with water color pens. Unit is ready to hang.
F3200 | Clock, Battery, 12" Diameter | 1 | VV | Clock, 12" diameter. Round surface, easy to read numbers with sweep second hand. Wall mounted unit for use when impractical to install a fully synchronized clock system. Battery operated, (batteries not included).
M1801 | Computer, Microprocessing, w/Flat Panel Monitor | 1 | VV | Desk top microprocessing computer. The unit shall consist of a central processing mini tower, flat panel monitor, keyboard, mouse and speakers. The system shall have the following minimum characteristics: a 2.8 GHz Pentium processor; 512 MB memory; 80GB hard drive; 32/48x CD-ROMDVD combo; 1.44MB network interface card; video 32 MB NVIDIA; a 18 inch flat panel monitor. The computer is used throughout the facility to input, manipulate and retrieve information.
M3150 | Distribution System, Medication, Automatic | 1 | VV | An automated dispensing system that provides controlled dispensing, inventory and security. Size and cost will vary dependent on number of modules selected.
P1965 | Eyewash, Eye/Face, Sink Mounted, Hands-free | 1 | CC | A sink mounted eyewash station. The unit is designed for emergency eye and face rinsing from soft flow dual spray-heads. The Flow must be activated by the single momentary action and remain on until terminated.
R6200 | Refrigerator, U/C or F/S, 5 Cu Ft | 1 | VV | Utility refrigerator approximately 35" H x 24" W x 26" D. The unit has a two tray ice cube cooling system. The refrigerator fits standard architectural dimensions for undercounter installation. The unit is perfect for use in nurses' station, wards, and laboratories, pharmacies or wherever space is limited.
8 - SB737 - ASC PACU / Phase I Clean Utility Room, Lgstcs Svc | 8 - SB737 - ASC PACU / Phase I Clean Utility Room, Lgstcs Svc | 8 - SB737 - ASC PACU / Phase I Clean Utility Room, Lgstcs Svc | 8 - SB737 - ASC PACU / Phase I Clean Utility Room, Lgstcs Svc | 8 - SB737 - ASC PACU / Phase I Clean Utility Room, Lgstcs Svc
JSN | NAME | QTY | ACQ/INS | DESCRIPTION
E0906 | Locker, Supply, General, Wall Mtd, 23"W x 20"D | 1 | VV | THIS TYPICAL INCLUDES: 1 Wall Mounted Rail 1 Locked Storage Container 2 Tray/Shelves 1 Drawer, 3"H 3 Drawers, 6"H 2 Drawers, 9"H 1 Tray/Shelf Divider Drawer Organizer Bins Consider the need for an E0921 to transport the locker from place to place.
E0912 | Locker, Supply, Med Surg, Wall Mtd | 1 | VV | Medical/Surgical Supply locker, Wall Mounted, approximately 23"W x 20"D. THIS TYPICAL INCLUDES: 1 Wall Mounted Rail 1 Locked Storage Container 4 Tray/Shelves 5 Drawers, 3"H 2 Drawers, 6"H 2 Tray/Shelf Dividers Drawer Organizer Bins Consider the need for an E0921 to transport the locker from place to place.
E1500 | Rail, MOD, W/MNTD, HX144XD | 1 | VV | Wall mounted rail used for hanging (mounting) lockers, shelves and drawers on a wall.
F2000 | Basket, Wastepaper, Fire Resistant | 1 | VV | Wastepaper basket, fire resistant, approximately 40 quart capacity. This unit is used to collect and temporarily store small quantities of paper refuse in patient rooms, administrative areas and nursing stations. Size and shape varies depending on the application and manufacturer selected.
9 - SB743 - ASC PACU / Phase I Soiled Utility Room, Lgstcs Svc | 9 - SB743 - ASC PACU / Phase I Soiled Utility Room, Lgstcs Svc | 9 - SB743 - ASC PACU / Phase I Soiled Utility Room, Lgstcs Svc | 9 - SB743 - ASC PACU / Phase I Soiled Utility Room, Lgstcs Svc | 9 - SB743 - ASC PACU / Phase I Soiled Utility Room, Lgstcs Svc
JSN | NAME | QTY | ACQ/INS | DESCRIPTION
A1012 | Telephone, Wall Mounted, 1 Line | 1 | VV | Telephone, wall mounted, 1 line.
A5075 | Dispenser, Soap, Disposable | 1 | VV | Disposable soap dispenser. One-handed dispensing operation. Designed to accommodate disposable soap cartridge and valve.
A5077 | Dispenser, Hand Sanitizer, Hands-Free | 1 | VV | A touch free wall-mounted hand sanitizer dispenser. For use throughout a healthcare facility. Unit does not include the sanitizing liquid. Units are battery operated.
A5080 | Dispenser, Paper Towel, SS, Surface Mounted | 1 | CC | A surface mounted, satin finish stainless steel, single-fold, paper towel dispenser. Dispenser features: tumbler lock; front hinged at bottom; and refill indicator slot. Minimum capacity 400 single-fold paper towels. For general purpose use throughout the facility.
A5106 | Waste Disposal Unit, Sharps w/Glove Dispenser | 1 | VV | The unit is designed for the disposal of sharps and complies with OSHA guidelines for the handling of sharps. It shall house a 5 quart container and be capable of being mounted on a wall. It shall have a glove dispenser attached. The unit shall be secured by a locked enclosure.
C04F0 | Cabinet, U/C/B, 1 Shelf, 2 Half DR, 2 DO, 36x36x22 | 1 | CC | Standing height under counter base cabinet with an adjustable shelf and two half width drawers above solid hinged doors. Also referred to as a combination cabinet or a drawer and cupboard cabinet. For general purpose use throughout the facility.
C05P0 | Cabinet, Sink, U/C/B, 2 Door, 36x48x22 | 1 | CC | Standing height under counter base sink cabinet with solid hinged doors. Also referred to as a double-door sink cabinet. For general purpose use throughout the facility where a sink is to be used. Coordinate actual clear cabinet dimension with the actual outside dimension of sink that is specified to ensure that they are compatible.
CS200 | Sink, SS, Single Compartment, 12x28x16 ID | 1 | CC | Single compartment stainless steel sink, drop-in, self-rimming, ledge-type, connected with a drain and provided with a mixing faucet. It shall also be provided with pre-punched fixture holes on 4" center, integral back ledge to accommodate deck-mounted fixtures, brushed/polished interior and top surfaces, and sound deadened. Recommended for use in suspended or U/C/B sink cabinets having a high plastic laminate or Chemsurf laminate countertop/work surface. Coordinate actual outside sink dimensions with the actual clear dimension of cabinet specified to ensure that they are compatible. For general purpose use throughout the facility.
CT050 | Countertop, Stainless Steel | 1 | CC | Stainless steel countertop (composition of heavy-gauge Type No. 304 stainless steel) having a smooth satin finish and integral 4" backsplash/curb. Also referred to as a corrosion-resistant steel work surface or work top. Available in various depths. Used in areas where excellent ease of cleaning, abrasion resistance, bacteria resistance, impact resistance, load capacity and moisture resistance, are of concern. Pricing based upon a 24" depth.
F2020 | Can, Trash, 44 Gallon | 1 | VV | Forty four (44) gallon trash can, 32" high X 24" diameter, with lid. Used to collect and transport refuse from a point of origin to point of disposal (example: from soiled utility or a nursing unit to the trash compactor at housekeeping).
P2000 | Eyewash, Wall Mounted, Hands-Free | 1 | CC | Wall mounted emergency eye wash station. The flow of water from the unit is activated by hand. Upon initiation of water flow the unit will operate hands free to provide streams of water to clear foreign particles or dilute caustic liquids from the eyes in emergency situations. Used in laboratories and areas of the hospital where employees are subject to foreign bodies or liquid material to the eyes.
P2450 | Valve, Mixing, Thermostatic | 1 | CC | Thermostatic mixing valve with washout hose. Used with portable whirlpool equipment. Thermostatic valve is used to maintain temperature between 70 and 110 degree Fahrenheit, with a flow rate of 20 gallons a minute. The washout hose assembly is used to wash out tanks after treatment. Used in physical therapy department to provide comfortable water temperature for patient treatments.
P3100 | Lavatory, Vitreous China, Slab Type | 1 | CC | Wall mounted, slab type, vitreous china, lavatory (approximate bowl size 7"x15"x10") with: faucet holes on 4" centers; gooseneck spout; wrist blade handles; and grid strainer. It shall be suitable for use in clinics, offices, washrooms or patient care area.
10 - SC052 - ASC PACU / Phase I Crash Cart Alcove, Clncl Sprt | 10 - SC052 - ASC PACU / Phase I Crash Cart Alcove, Clncl Sprt | 10 - SC052 - ASC PACU / Phase I Crash Cart Alcove, Clncl Sprt | 10 - SC052 - ASC PACU / Phase I Crash Cart Alcove, Clncl Sprt | 10 - SC052 - ASC PACU / Phase I Crash Cart Alcove, Clncl Sprt
JSN | NAME | QTY | ACQ/INS | DESCRIPTION
E0954 | Cart, Emergency, Mobile, 66"H x 32"W x 22"D | 1 | VV | THIS TYPICAL INCLUDES: 1 Cart body, style-A narrow, w/raised edge top 1 Accessory rail, side 1 Accessory rail, back 1 Defibrillator tray 1 IV pole 1 Breakaway bar 1 Flip-up shelf 1 Wastebasket 1 Oxygen tank holder 1 Electrical box-4 outlet 1 Cord wrap 4 Drawer, 3"H 3 Drawer, 6"H Drawer organizer bins.
M1100 | Resuscitator, Bag-Mask, Hand Operated | 1 | VV | Hand operated bag-mask resuscitator. Consists of face mask, non-rebreathing valve, compression bag and tidal bag. Used for resuscitation in life saving situations.
M7660 | Defibrillator/Monitor/Recorder, Portable | 1 | VV | Portable defibrillator-monitor-recorder. Integral unit system operable from self-contained rechargeable batteries. ECG may be viewed through paddles or patient cable. Options include external pacing and 12-Lead.
M8769 | Aspirator, Resuscitation, Portable w/ Battery | 1 | VV | High-vacuum and high-flow AC/DC powered suction unit for use on emergency resuscitation carts and for general suction use. Light weight, compact design, fully enclosed water resistant unit with an average run time of 60 minutes. Includes variable suction range up to 580 mmHg and 1200 CC collection canister.
11 - SC467 - ASC PACU / Phase I Clean Linen Alcove, EMS | 11 - SC467 - ASC PACU / Phase I Clean Linen Alcove, EMS | 11 - SC467 - ASC PACU / Phase I Clean Linen Alcove, EMS | 11 - SC467 - ASC PACU / Phase I Clean Linen Alcove, EMS | 11 - SC467 - ASC PACU / Phase I Clean Linen Alcove, EMS
JSN | NAME | QTY | ACQ/INS | DESCRIPTION
F0515 | Cart, Supply, Linen | 1 | VV | Closed linen supply cart. Equipped with four (4) non-marking rubber tire roller bearing casters and heavy duty cover. May be used for the delivery and user storage of clean linen as well as the return of soiled linen.
12 - SC180 - ASC PACU / Phase I Portable Imaging Alcove, Clncl Sprt | 12 - SC180 - ASC PACU / Phase I Portable Imaging Alcove, Clncl Sprt | 12 - SC180 - ASC PACU / Phase I Portable Imaging Alcove, Clncl Sprt | 12 - SC180 - ASC PACU / Phase I Portable Imaging Alcove, Clncl Sprt | 12 - SC180 - ASC PACU / Phase I Portable Imaging Alcove, Clncl Sprt
JSN | NAME | QTY | ACQ/INS | DESCRIPTION
X4780 | Radiographic Unit, Mobile, Battery, 100 mA, 100kVp | 1 | VV | Mobile radiographic, rechargeable battery powered x-ray unit. The unit is 100 mA, 110 kVp. For use in surgery or patient treatment areas.
13 - SC010 - ASC PACU / Phase I Blanket Warmer Alcove, Clncl Sprt | 13 - SC010 - ASC PACU / Phase I Blanket Warmer Alcove, Clncl Sprt | 13 - SC010 - ASC PACU / Phase I Blanket Warmer Alcove, Clncl Sprt | 13 - SC010 - ASC PACU / Phase I Blanket Warmer Alcove, Clncl Sprt | 13 - SC010 - ASC PACU / Phase I Blanket Warmer Alcove, Clncl Sprt
JSN | NAME | QTY | ACQ/INS | DESCRIPTION
A1010 | Telecommunication Outlet | 1 | VV | Telecommunication outlet location.
M3110 | Cabinet, Warming, F/S, 2 Heated Compartment, Elect | 1 | CC | Freestanding, single or double door warming cabinet with 2 heated compartments. Compartment and exterior walls are made from stainless steel. Thick fiberglass insulation maintains the interior temperature and keeps the exterior from becoming too hot. Equipped with a sealing door, thermostatic temperature control, status display, heat indicating light, over temperature protection, alarms and an air circulating fan. Unit may have an optional temperature recorder. Manufacturer recommends using a fused disconnect switch in the electrical power circuit. Cabinet may also be installed in a recess. Designed for heating and storing solutions and blankets used in patient care areas.
14 - CS251 - ASC PACU / Phase I Medical Equipment Storage Room, Surg Svc | 14 - CS251 - ASC PACU / Phase I Medical Equipment Storage Room, Surg Svc | 14 - CS251 - ASC PACU / Phase I Medical Equipment Storage Room, Surg Svc | 14 - CS251 - ASC PACU / Phase I Medical Equipment Storage Room, Surg Svc | 14 - CS251 - ASC PACU / Phase I Medical Equipment Storage Room, Surg Svc
JSN | NAME | QTY | ACQ/INS | DESCRIPTION
A1010 | Telecommunication Outlet | 1 | VV | Telecommunication outlet location.
A1014 | Telephone, Wall Mounted, 1 Line, With Speaker | 1 | VV | Telephone, wall mounted, 1 line, with speaker.
M2055 | Shelving, Storage, Wire, CRS, w/Adjustable Shelves | 4 | VV | Stationary, wire, shelving unit. Unit has fully adjustable shelves constructed of stainless steel. For use in general purpose storage areas. Shelving is provided in various sizes and configurations. Price provided is for a unit approximately 74"H x 18"D x 48"W with four shelves.
15 - SB244 - ASC PACU / Phase I Housekeeping Aides Closet (HAC), Bldg Sprt | 15 - SB244 - ASC PACU / Phase I Housekeeping Aides Closet (HAC), Bldg Sprt | 15 - SB244 - ASC PACU / Phase I Housekeeping Aides Closet (HAC), Bldg Sprt | 15 - SB244 - ASC PACU / Phase I Housekeeping Aides Closet (HAC), Bldg Sprt | 15 - SB244 - ASC PACU / Phase I Housekeeping Aides Closet (HAC), Bldg Sprt
JSN | NAME | QTY | ACQ/INS | DESCRIPTION
A5075 | Dispenser, Soap, Disposable | 1 | VV | Disposable soap dispenser. One-handed dispensing operation. Designed to accommodate disposable soap cartridge and valve.
A5080 | Dispenser, Paper Towel, SS, Surface Mounted | 1 | CC | A surface mounted, satin finish stainless steel, single-fold, paper towel dispenser. Dispenser features: tumbler lock; front hinged at bottom; and refill indicator slot. Minimum capacity 400 single-fold paper towels. For general purpose use throughout the facility.
A5107 | Dispenser, Glove, Surgical/Examination, Wall Mntd | 1 | VV | Examination three (Small Medium, Large) glove dispenser box for wall mounting. Fabricated of either cold rolled steel with a white baked enamel finish, plastic or acrylic. Hardware not included, Option 3 powder coated steel.
A5135 | Shelf, Utility W/ Mop/Broom Holders, SS, Surf Mntd | 1 | CC | A surface mounted, satin finish stainless steel, utility shelf with a maximum of 6 mop/broom holders and 5 rag hooks. Utility shelf features: 8" deep shelf; mounting brackets welded to shelf; spring activated rubber cam holders; and drying rod. Unit is available in various widths 30" (minimum, 3 holders and 2 hooks) to 48" (maximum, 6 holders and 5 hooks). For use in janitor closets. Pricing based on a 36" width.
F0500 | Cart, Janitor's | 1 | VV | Janitors cart, 38" high X 66" wide X 20" deep with 25 gallon heavy duty collection bag. Accommodations for locking vault and janitorial support items (broom, dust pan, chemicals, mop and mop bucket; not included).
F0505 | Bucket, Mop, With Wringer, 26 Quart | 1 | VV | Mobile mop bucket / wringer combination, approximately 35" H x 17" W x 22" D with four 2" casters. Total capacity is 26 quarts. Unit used for general hard surface floor maintenance.
P2000 | Eyewash, Wall Mounted, Hands-Free | 1 | CC | Wall mounted emergency eye wash station. The flow of water from the unit is activated by hand. Upon initiation of water flow the unit will operate hands free to provide streams of water to clear foreign particles or dilute caustic liquids from the eyes in emergency situations. Used in laboratories and areas of the hospital where employees are subject to foreign bodies or liquid material to the eyes.
P2451 | Valve, Mixing, Thermostatic, Eyewash | 1 | CC | Emergency tempering valve thermostatically mixes hot and cold water to provide a safe fluid supply for a single emergency eye/face wash with a flow rate of 10 gpm (38.8L)
P4700 | Sink, Mop, Molded Stone | 1 | CC | Mop service sink approximately 10"H x 36"W x 24"D. Also called a mop service basin and a mop receptor. Unit is made of molded stone and is a one piece item. It shall include a service faucet hose, hose bracket and mop hanger. Used in utility rooms for cleaning mops and floor cleaning equipment.
16 - SS262 - ASC PACU / Phase I Staff Breakroom, Stff Sprt | 16 - SS262 - ASC PACU / Phase I Staff Breakroom, Stff Sprt | 16 - SS262 - ASC PACU / Phase I Staff Breakroom, Stff Sprt | 16 - SS262 - ASC PACU / Phase I Staff Breakroom, Stff Sprt | 16 - SS262 - ASC PACU / Phase I Staff Breakroom, Stff Sprt
JSN | NAME | QTY | ACQ/INS | DESCRIPTION
A1010 | Telecommunication Outlet | 1 | VV | Telecommunication outlet location.
A1012 | Telephone, Wall Mounted, 1 Line | 1 | VV | Telephone, wall mounted, 1 line.
A1080 | Mirror, Posture, Wall Mounted | 1 | CC | Wall mounted posture mirror. Consists of a 1/4" plate glass in a sturdy corrosion resistant frame with water proof back. For educational and therapy programs.
A5075 | Dispenser, Soap, Disposable | 1 | VV | Disposable soap dispenser. One-handed dispensing operation. Designed to accommodate disposable soap cartridge and valve.
A5080 | Dispenser, Paper Towel, SS, Surface Mounted | 1 | CC | A surface mounted, satin finish stainless steel, single-fold, paper towel dispenser. Dispenser features: tumbler lock; front hinged at bottom; and refill indicator slot. Minimum capacity 400 single-fold paper towels. For general purpose use throughout the facility.
A5145 | Hook, Garment, Double, SS, Surface Mounted | 1 | CC | A surface mounted, satin finish stainless steel, double garment hook. Equipped with a concealed mounting bracket that is secured to a concealed wall plate. For general purpose use throughout the facility to hang various items of apparel.
A5210 | Bracket, Television, Wall Mounted, w/Adjust Arm | 1 | VV | Wall mounted television bracket with adjustable arm. Consists of movable arm with minimum 120 degree swivel. Designed for holding wall mounted, flat panel television units in patient rooms.
A5220 | Bracket, Television, Wall Backing | 1 | CC | Wall mounted television bracket backing which provides additional support and strength for the installation of the television bracket. Option available for interior or exterior plate and sized for 12” 16” or 24” stud spacing.
C02C0 | Cabinet, U/C/B, 1 Shelf, 1 Drawer, 1 DO, 36x24x22 | 1 | CC | Standing height under counter base cabinet with an adjustable shelf and a full width drawer above a solid right or left-hinged door (appropriate door hinge configuration to be indicated on equipment elevation drawings). Also referred to as a combination cabinet or a drawer and cupboard cabinet. For general purpose use throughout the facility.
C02D0 | Cabinet, U/C/B, 4 Drawer, 36x24x22 | 1 | CC | Standing height under counter base cabinet with four full width drawers of equal height. Also referred to as a drawer cabinet. For general purpose use throughout the facility.
C04P0 | Cabinet, Sink, U/C/B, 2 Door, 36x36x22 | 1 | CC | Standing height under counter base sink cabinet with solid hinged doors. Also referred to as a double-door sink cabinet. For general purpose use throughout the facility where a sink is to be used. Coordinate actual clear cabinet dimension with the actual outside dimension of sink that is specified to ensure that they are compatible.
CB020 | Cabinet, W/H, 2 Shelf, 1 DO, Sloping Top, 38x24x13 | 2 | CC | Wall hung cabinet with two adjustable shelves, solid right or left-hinged door (appropriate door hinge configuration to be indicated on equipment elevation drawings), and sloping top. Also referred to as a solid hinged single door case. For general purpose use throughout the facility.
CS010 | Sink, SS, Single Compartment, 7.5x12x12 ID | 1 | CC | Single compartment stainless steel sink, drop-in, self-rimming, ledge-type, connected with a drain and provided with a mixing faucet. It shall also be provided with pre-punched fixture holes on 4" center, integral back ledge to accommodate deck-mounted fixtures, brushed/polished interior and top surfaces, and sound deadened. Recommended for use in suspended or U/C/B sink cabinets having a high plastic laminate or Chemsurf laminate countertop/work surface. For general purpose use throughout the facility.
CT020 | Countertop, Solid Surface | 7 | CC | A solid, nonporous countertop with a smooth seamless appearance. Easy to clean and maintain and with proper cleaning does not support the growth of mold. An acrylic-based solid surface product. Standard thickness of 1", and a 4" butt backsplash/curb. Also referred to as a work surface or work top. Available in a choice of colors and depths. Used in lab and other hospital areas requiring optimum physical and chemical resisting properties.
F0225 | Chair, Dining Room | 4 | VV | Dining room chair with glides. Chair has straight legs with cushioned cloth or vinyl seat.
F0795 | Table, Dining | 1 | VV | Dining table. Round 42" diameter or square 42" X 42". Used in dining facilities and can comfortably seat up to four (4) persons.
F2015 | Basket, Wastepaper, Metal/Plastic,2 Swinging Doors | 1 | VV | Metal receptacle for soiled / used towels or waste. Equipped with a removable tapered top with two independently operating self-closing, spring hinged doors. Used in public facilities for the collection and temporary storage of refuse.
F3065 | Whiteboard/Bulletin Board, Combination | 1 | VV | A combination whiteboard and bulletin board, half LCS and half cork. Available with either aluminum or wood frame. It can be used in patient rooms or in any appropriate space in the facility.
F3200 | Clock, Battery, 12" Diameter | 1 | VV | Clock, 12" diameter. Round surface, easy to read numbers with sweep second hand. Wall mounted unit for use when impractical to install a fully synchronized clock system. Battery operated, (batteries not included).
K1552 | Brewer, Coffee, Auto, Elect, 3 Burner, Front/Back | 1 | VV | Space saving front to back automatic coffee maker. This unit includes a heating tank, connection for a cold water supply, decanter service with three burners, funnel and a water flow controller. The unit is used for semi-automatic coffee brewing in cafeterias and commercial institutions. The unit automatically shuts off the water flow when enough has passed through to fill the pot. The unit is normally provided plumbed with a hot water faucet to the side for making other hot drinks (tea, cider, cocoa, etc.). The database height dimension does not include the clearance for coffee decanters warming on the upper burners.
K4665 | Oven, Microwave, Consumer | 1 | VV | Counter mounted microwave oven for average duty use. The exterior cabinet can be metal or heavy duty impact resistant plastic. The oven delivers instant energy for rapid heating, defrosting or prime cooking. The oven has touch pad controls, digital timer, power level selector and preprogrammed selectors for commonly cooked items. This oven is commonly found in staff lounges.
M0515 | Television, HD, 40" Class | 1 | VV | High definition (HDTV) multimedia flat panel LED 40" class display television. The TV will have a 16:9 wide screen aspect ratio, minimum of 1920 x 1080 display resolution, digital tuner, minimum refresh rate of 60Hz, minimum of two HDMI ports and 1 USB port ENERGY STAR certified.
R7250 | Refrigerator/Freezer, 20 Cubic Feet | 1 | VV | Refrigerator/freezer unit. This type unit includes a food saver system that helps keep food fresher. It also includes roll out wheels and is equipped for an optional automatic icemaker. This unit is of commercial or residential design and use.
17 - SB191 - ASC PACU / Phase I Staff Toilet, Bldg Sprt | 17 - SB191 - ASC PACU / Phase I Staff Toilet, Bldg Sprt | 17 - SB191 - ASC PACU / Phase I Staff Toilet, Bldg Sprt | 17 - SB191 - ASC PACU / Phase I Staff Toilet, Bldg Sprt | 17 - SB191 - ASC PACU / Phase I Staff Toilet, Bldg Sprt
JSN | NAME | QTY | ACQ/INS | DESCRIPTION
A1067 | Mirror, Float Glass, ADA Accessible | 1 | CC | A high quality 1/4" polished float glass mirror with a stainless steel frame. Frame holds mirror in a tilted position for accessibility and compliance with ADA requirements. Mirror has a galvanized steel back secured to frame with concealed screws with integral horizontal hanging brackets. Mirror shall be approximately 18" wide and 36" high. Other sizes are available.
A4995 | Table, Diaper Changing, Wall Mounted | 1 | CC | Wall mounted diaper changing table for use in public restrooms. Unit is a fold down system that folds upward when not in use for minimal intrusion into the room. Changing surface is contoured and has safety belt to insure that an infant will not fall from the table. Table is designed to hold no less than 250 pounds static weight. Closed dimensions are approximately 21" H x 36" W x 5" D. Open dimensions vary according to style. One system's open dimensions are 15 " high, 32" wide and 19" deep.
A5075 | Dispenser, Soap, Disposable | 1 | VV | Disposable soap dispenser. One-handed dispensing operation. Designed to accommodate disposable soap cartridge and valve.
A5082 | Dispenser, Paper Towel, Sensor, Hands Free | 1 | CC | A surface mounted, sensor activated, automatic, roll paper towel dispenser. The unit dispenses a paper towel automatically only when hands are place in position below the dispenser for maximum sanitation and hygiene. May include adjustable settings for sheet length, time delay, and sensor range. Unit is battery operated or with optional AC power adapter.
A5090 | Disposal, Sanitary Napkin, SS, Surface Mounted | 1 | CC | A surface mounted, satin finish stainless steel, sanitary napkin disposal. Disposal features a flip-up cover, secured to the container by a heavy duty stainless steel piano-hinge. Disposal may be secured to wall or toilet partition. For general purpose use in female toilet stalls or rooms and uni-sex toilet rooms.
A5109 | Grab Bar, 1-1/4" Dia., SS, 2 Wall, W/C Accessible | 1 | CC | A 1-1/4" diameter, satin finish stainless steel, peened gripping surface, 2 wall toilet stall/ room, grab bar with concealed mounting flanges. Snap over flanges are provided to conceal mounting screws. A selection of mounting kits and concealed anchor devices are available from the manufacturers for different types of installations. Grab bar shall comply with barrier-free accessibility guidelines for structural strength. For typical water closet applications in toilet stalls and rooms where ADA (American's With Disabilities Act) requirements must be met.
A5145 | Hook, Garment, Double, SS, Surface Mounted | 1 | CC | A surface mounted, satin finish stainless steel, double garment hook. Equipped with a concealed mounting bracket that is secured to a concealed wall plate. For general purpose use throughout the facility to hang various items of apparel.
A5200 | Dispenser, Toilet Tissue, SS, 2-Roll, Surface Mntd | 1 | CC | A concealed surface mounted, double roll, satin finish stainless steel, toilet tissue dispenser. Unit accommodates two standard-core toilet tissue rolls through 5" in diameter. Spindles are chrome plated plastic with a heavy-duty internal spring and turn freely for non-controlled delivery. For general purpose use in restrooms.
F2010 | Basket, Wastepaper, Step-On | 1 | VV | "Step-on" wastepaper basket with inner liner and foot petal activated flip top.
P3200 | Lavatory, Vitreous China, Slab Type w/Sens Op Fauc | 1 | CC | Wall mounted, slab type, vitreous china, lavatory (approximately 7 x 15 x 10 inches) with faucet holes on 4 inch centers; electronic sensor operated, goose neck spout and grid strainer. It shall be suitable for use in clinics, offices and patient care areas.
P9050 | Toilet, Wall Hung, Siphon Jet | 1 | CC | Siphon jet water closet/ toilet. This unit is wall hung with an elongated bowl, top spud flushometer, seat with open front and check hinge, and carrier. Used in restrooms throughout the health care facility.
19 - AMBULATORY SURGERY CENTER (ASC) SUPPORT AREA | 19 - AMBULATORY SURGERY CENTER (ASC) SUPPORT AREA | 19 - AMBULATORY SURGERY CENTER (ASC) SUPPORT AREA | 19 - AMBULATORY SURGERY CENTER (ASC) SUPPORT AREA | 19 - AMBULATORY SURGERY CENTER (ASC) SUPPORT AREA
2 - CL856 - ASC Satellite Laboratory, Path Svc | 2 - CL856 - ASC Satellite Laboratory, Path Svc | 2 - CL856 - ASC Satellite Laboratory, Path Svc | 2 - CL856 - ASC Satellite Laboratory, Path Svc | 2 - CL856 - ASC Satellite Laboratory, Path Svc
JSN | NAME | QTY | ACQ/INS | DESCRIPTION
A1010 | Telecommunication Outlet | 1 | VV | Telecommunication outlet location.
A1014 | Telephone, Wall Mounted, 1 Line, With Speaker | 1 | VV | Telephone, wall mounted, 1 line, with speaker.
A5075 | Dispenser, Soap, Disposable | 1 | VV | Disposable soap dispenser. One-handed dispensing operation. Designed to accommodate disposable soap cartridge and valve.
A5077 | Dispenser, Hand Sanitizer, Hands-Free | 1 | VV | A touch free wall-mounted hand sanitizer dispenser. For use throughout a healthcare facility. Unit does not include the sanitizing liquid. Units are battery operated.
A5080 | Dispenser, Paper Towel, SS, Surface Mounted | 1 | CC | A surface mounted, satin finish stainless steel, single-fold, paper towel dispenser. Dispenser features: tumbler lock; front hinged at bottom; and refill indicator slot. Minimum capacity 400 single-fold paper towels. For general purpose use throughout the facility.
A5106 | Waste Disposal Unit, Sharps w/Glove Dispenser | 1 | VV | The unit is designed for the disposal of sharps and complies with OSHA guidelines for the handling of sharps. It shall house a 5 quart container and be capable of being mounted on a wall. It shall have a glove dispenser attached. The unit shall be secured by a locked enclosure.
E0573 | Workstation, Shipping/Receiving Lab, Minimal | 1 | VV | THIS TYPICAL INCLUDES: 1 Equipment Rail, System-Mt, 48"W 2 Clinical Panel, 80"H x 30"W 1 Module, 80"H x 24W, w/ 7-1/4inch utility chase, w/ service shelf 2 Module, 80"H x 48W , w/ 7-1/4inch utility chase, w/ service shelf 1 Vertical Chase Cover 2 Service Shelf 48W 2 Light 48W 2 Cantilevered Work Surface 30D x 48W 2 Lockable Flipper Unit, 48W 2 Adjustable Keyboard Tray 1 Sink Base Cabinet, Dbl. Door, Backsplash, w/Corian Top, 30D x 48W 1 Swing-Away Eyewash 1 SS Sink 19D x 33D 1 Gooseneck Mixing Faucet ASSY. With Wristbands 1 Strainer and Tailpiece 1 Coat Hook Drawer Organizer Bins * Connecting hardware required to complete installation.
F2010 | Basket, Wastepaper, Step-On | 1 | VV | "Step-on" wastepaper basket with inner liner and foot petal activated flip top.
L2250 | Hood, Fume, Bench | 1 | CC | Benchtop fumehood. This is an auxiliary air type to be sized as required. The unit will have a remote switch with a pilot light, a fluorescent light, an acid resistant fan and blower housing. The minimum average face velocity shall be 100 fpm. It shall include a steel frame sash that is heat resistant to 71 degrees centigrade. The static pressure loss shall not exceed 0.22 inches of water at 100 fpm face velocity. Other accessories and gases are as defined during the design of the facility.
M1801 | Computer, Microprocessing, w/Flat Panel Monitor | 1 | VV | Desk top microprocessing computer. The unit shall consist of a central processing mini tower, flat panel monitor, keyboard, mouse and speakers. The system shall have the following minimum characteristics: a 2.8 GHz Pentium processor; 512 MB memory; 80GB hard drive; 32/48x CD-ROMDVD combo; 1.44MB network interface card; video 32 MB NVIDIA; a 18 inch flat panel monitor. The computer is used throughout the facility to input, manipulate and retrieve information.
M1825 | Printer, Computer | 1 | VV | High resolution computer printer with a variety of type styles and sheet/envelope feeder trays. Database information reflects network ready, medium duty office style laser printers. Other types of printers (bubble jet, dot matrix, line or plotter) as well as light or heavy use capabilities are available.
M1830 | Printer, Label, Pharmacy | 1 | VV | Label printer for use in pharmacy applications. The printer shall be bench top standing. It shall be flexible enough to accommodate label sizes up to 4 inches, with a minimum print speed of 6 inches per second and a minimum resolution of 203 dpi.
M2020 | Cabinet, Storage, Safety, Built-In, Vented | 1 | CC | Safety storage cabinet. This unit is of double steel wall construction, with vented grounding attachment, raised leak proof door sill, and adjustable shelving. Equipped with two doors and three-point key lock. The construction meets standards set by OSHA and NFPA Code 30 requirements. Designed for storage of flammable type liquids. The cabinet fits into a laboratory casework configuration and its ventilation ports are in the back to leave the counterspace free. The cabinet requires ventilation ducting and an exhaust fan as part of the HVAC (heating, ventilation and air conditioning) system.
M3073 | Container, Biohazard Waste, Step-on, Fire Safe | 1 | VV | A biohazard waste container with a step-on lid. The container will have a capacity of approximately 12 gallons and be made of a fire safe material.
P1965 | Eyewash, Eye/Face, Sink Mounted, Hands-free | 1 | CC | A sink mounted eyewash station. The unit is designed for emergency eye and face rinsing from soft flow dual spray-heads. The Flow must be activated by the single momentary action and remain on until terminated.
P2450 | Valve, Mixing, Thermostatic | 1 | CC | Thermostatic mixing valve with washout hose. Used with portable whirlpool equipment. Thermostatic valve is used to maintain temperature between 70 and 110 degree Fahrenheit, with a flow rate of 20 gallons a minute. The washout hose assembly is used to wash out tanks after treatment. Used in physical therapy department to provide comfortable water temperature for patient treatments.
3 - CL861 - ASC Frozen Section Laboratory, Path Svc | 3 - CL861 - ASC Frozen Section Laboratory, Path Svc | 3 - CL861 - ASC Frozen Section Laboratory, Path Svc | 3 - CL861 - ASC Frozen Section Laboratory, Path Svc | 3 - CL861 - ASC Frozen Section Laboratory, Path Svc
JSN | NAME | QTY | ACQ/INS | DESCRIPTION
A5075 | Dispenser, Soap, Disposable | 2 | VV | Disposable soap dispenser. One-handed dispensing operation. Designed to accommodate disposable soap cartridge and valve.
A5080 | Dispenser, Paper Towel, SS, Surface Mounted | 2 | CC | A surface mounted, satin finish stainless steel, single-fold, paper towel dispenser. Dispenser features: tumbler lock; front hinged at bottom; and refill indicator slot. Minimum capacity 400 single-fold paper towels. For general purpose use throughout the facility.
A5107 | Dispenser, Glove, Surgical/Examination, Wall Mntd | 1 | VV | Examination three (Small Medium, Large) glove dispenser box for wall mounting. Fabricated of either cold rolled steel with a white baked enamel finish, plastic or acrylic. Hardware not included, Option 3 powder coated steel.
A5108 | Waste Disposal Unit, Sharps | 1 | VV | A container for collecting and transporting syringes and other sharps for decontamination and disposal. Available in 2 gallon and 8 gallon with locking rotor. Complies with OSHA regulations for handling sharps.
C0043 | Frame, Apron, 1 Drawer, 4x24x22 | 1 | CC | Apron frame with one standard drawer. Also referred to as a drawer frame or table frame. Used for a knee space as a combination frame and drawer to support a top between base cabinets or a base cabinet and a wall.
C02C0 | Cabinet, U/C/B, 1 Shelf, 1 Drawer, 1 DO, 36x24x22 | 1 | CC | Standing height under counter base cabinet with an adjustable shelf and a full width drawer above a solid right or left-hinged door (appropriate door hinge configuration to be indicated on equipment elevation drawings). Also referred to as a combination cabinet or a drawer and cupboard cabinet. For general purpose use throughout the facility.
C02D0 | Cabinet, U/C/B, 4 Drawer, 36x24x22 | 1 | CC | Standing height under counter base cabinet with four full width drawers of equal height. Also referred to as a drawer cabinet. For general purpose use throughout the facility.
C02Q0 | Cabinet, Sink, U/C/B, 1 Door, 36x24x22 | 1 | CC | Standing height under counter base sink cabinet with a solid right or left-hinged door (appropriate door configuration to be indicated on equipment elevation drawings). Also referred to as a single-door sink cabinet. For general purpose use throughout the facility where a sink is to be used. Coordinate actual clear cabinet dimension with the actual outside dimension of sink that is specified to ensure that they are compatible.
C04E0 | Cabinet, U/C/B, 1 Shelf, 1 Drawer, 2 DO, 36x36x22 | 1 | CC | Standing height under counter base cabinet with an adjustable shelf and a full width drawer above solid hinged doors. Also referred to as a combination cabinet or a drawer and cupboard cabinet. For general purpose use throughout the facility.
CG040 | Cabinet, W/H, 2 SH, 2 SGDO, Sloping Top, 38x36x13 | 1 | CC | Wall hung cabinet with two adjustable shelves, framed-glass sliding doors, and sloping top. Also referred to as a framed-glass sliding double door wall case. For general purpose use throughout the facility.
CS270 | Sink, Epoxy Resin, 11x18x15 ID | 1 | CC | One-piece cast epoxy resin sink (composition of molded epoxy resins and inert materials) connected with a drain and provided with a mixing faucet. For use in U/C/B sink cabinets and mounted under the epoxy resin countertops/work surfaces found in lab areas requiring optimum physical chemical resisting properties. For general purpose use in a lab area.
CT060 | Countertop, Modified Epoxy Resin | 1 | CC | Modified epoxy resin countertop (composition of molded epoxy resins and inert materials) having a low sheen surface finish, standard thickness of 1", and a 4" butt backsplash/curb. Also referred to as a work surface or work top. Available in a choice of colors and depths. Used in lab areas requiring optimum physical and chemical resisting properties.
D3295 | Chair, Rotary, Laboratory, Dental | 1 | VV | Rotary dental laboratory chair. The chair is used by technicians while working at a bench. Chairs also have casters and an adjustable backrest.
M3072 | Frame, Infectious Waste Bag w/Lid | 1 | VV | Frame for an infectious waste collection bag. Made of heavy tubular stainless steel with heavy gauge welded steel platform. Adjust to hold 18" or 25" trash bags. Mounted on ball bearing casters and includes permanently mounted hinged lid. Provides means of bagging infectious waste at point of waste generation.
P1965 | Eyewash, Eye/Face, Sink Mounted, Hands-free | 1 | CC | A sink mounted eyewash station. The unit is designed for emergency eye and face rinsing from soft flow dual spray-heads. The Flow must be activated by the single momentary action and remain on until terminated.
4 - SV571 - ASC Satellite Pharmacy, Phrm Svc | 4 - SV571 - ASC Satellite Pharmacy, Phrm Svc | 4 - SV571 - ASC Satellite Pharmacy, Phrm Svc | 4 - SV571 - ASC Satellite Pharmacy, Phrm Svc | 4 - SV571 - ASC Satellite Pharmacy, Phrm Svc
JSN | NAME | QTY | ACQ/INS | DESCRIPTION
A1010 | Telecommunication Outlet | 3 | VV | Telecommunication outlet location.
A1015 | Telephone, Desk, Multiple Line | 1 | VV | Telephone, desk, multiple line.
A5075 | Dispenser, Soap, Disposable | 1 | VV | Disposable soap dispenser. One-handed dispensing operation. Designed to accommodate disposable soap cartridge and valve.
A5080 | Dispenser, Paper Towel, SS, Surface Mounted | 1 | CC | A surface mounted, satin finish stainless steel, single-fold, paper towel dispenser. Dispenser features: tumbler lock; front hinged at bottom; and refill indicator slot. Minimum capacity 400 single-fold paper towels. For general purpose use throughout the facility.
A5106 | Waste Disposal Unit, Sharps w/Glove Dispenser | 1 | VV | The unit is designed for the disposal of sharps and complies with OSHA guidelines for the handling of sharps. It shall house a 5 quart container and be capable of being mounted on a wall. It shall have a glove dispenser attached. The unit shall be secured by a locked enclosure.
E0573 | Workstation, Shipping/Receiving Lab, Minimal | 2 | VV | THIS TYPICAL INCLUDES: 1 Equipment Rail, System-Mt, 48"W 2 Clinical Panel, 80"H x 30"W 1 Module, 80"H x 24W, w/ 7-1/4inch utility chase, w/ service shelf 2 Module, 80"H x 48W , w/ 7-1/4inch utility chase, w/ service shelf 1 Vertical Chase Cover 2 Service Shelf 48W 2 Light 48W 2 Cantilevered Work Surface 30D x 48W 2 Lockable Flipper Unit, 48W 2 Adjustable Keyboard Tray 1 Sink Base Cabinet, Dbl. Door, Backsplash, w/Corian Top, 30D x 48W 1 Swing-Away Eyewash 1 SS Sink 19D x 33D 1 Gooseneck Mixing Faucet ASSY. With Wristbands 1 Strainer and Tailpiece 1 Coat Hook Drawer Organizer Bins * Connecting hardware required to complete installation.
F0280 | Chair, Swivel, Low Back | 2 | VV | Low back contemporary swivel chair, 37" high X 25" wide X 31" deep with a five (5) caster swivel base, arms and foam padded seat and back upholstered with either woven textile fabric or vinyl.
F2000 | Basket, Wastepaper, Fire Resistant | 2 | VV | Wastepaper basket, fire resistant, approximately 40 quart capacity. This unit is used to collect and temporarily store small quantities of paper refuse in patient rooms, administrative areas and nursing stations. Size and shape varies depending on the application and manufacturer selected.
F3200 | Clock, Battery, 12" Diameter | 1 | VV | Clock, 12" diameter. Round surface, easy to read numbers with sweep second hand. Wall mounted unit for use when impractical to install a fully synchronized clock system. Battery operated, (batteries not included).
M1801 | Computer, Microprocessing, w/Flat Panel Monitor | 2 | VV | Desk top microprocessing computer. The unit shall consist of a central processing mini tower, flat panel monitor, keyboard, mouse and speakers. The system shall have the following minimum characteristics: a 2.8 GHz Pentium processor; 512 MB memory; 80GB hard drive; 32/48x CD-ROMDVD combo; 1.44MB network interface card; video 32 MB NVIDIA; a 18 inch flat panel monitor. The computer is used throughout the facility to input, manipulate and retrieve information.
M1840 | Printer/Copier/Fax Combination | 1 | VV | Multifunctional printer, fax, scanner and copier (PFC) all-in-one machine.
M7260 | Counter/Dispenser, Pill/Tablet | 1 | VV | Automated pill, capsule and tablet counter. The unit consists of an array of holding cells each of which dispenses a set number of pills into a prescription bottle. The counter has a control unit to start and stop pill flow. Each cell has a straight line pill flow pattern, a photoelectric counter which signals the controller, a count range from 1 to 10,000 and can dispense products at a rate up to 600 tablets per minute. A built-in sensor indicates dust build up or misalignment of the photoelectric counter. Each cell has easily removable bins and mechanisms for cleaning and refilling. Each cell features an LED display and there are varying sizes of cells for handling more frequently issued or physically larger drugs. Many different, including custom, array of sizes and configurations are possible and the final design depends on the facility layout and pharmacy practice preferences. Individual cells can also be equipped with coded locks. The entire array can be interfaced with a pharmacy computer system. These units are commonly leased rather than sold because of maintenance requirements.
P3100 | Lavatory, Vitreous China, Slab Type | 1 | CC | Wall mounted, slab type, vitreous china, lavatory (approximate bowl size 7"x15"x10") with: faucet holes on 4" centers; gooseneck spout; wrist blade handles; and grid strainer. It shall be suitable for use in clinics, offices, washrooms or patient care area.
R6060 | Refrigerator, Biological, SS, 2 Door, 40 Cu Ft | 2 | VV | Biological refrigerator. This unit shall have a minimum volume of 40 cubic feet, double doors, stainless steel cooler storage with stainless steel drawers, three adjustable shelves and one stationary stainless steel shelf. This refrigerator is used in research laboratories and hospital pharmacies for storage and dispensing of drugs.
5 - SV583 - ASC Medication Room, Phrm Svc | 5 - SV583 - ASC Medication Room, Phrm Svc | 5 - SV583 - ASC Medication Room, Phrm Svc | 5 - SV583 - ASC Medication Room, Phrm Svc | 5 - SV583 - ASC Medication Room, Phrm Svc
JSN | NAME | QTY | ACQ/INS | DESCRIPTION
A1010 | Telecommunication Outlet | 2 | VV | Telecommunication outlet location.
A1014 | Telephone, Wall Mounted, 1 Line, With Speaker | 1 | VV | Telephone, wall mounted, 1 line, with speaker.
A5075 | Dispenser, Soap, Disposable | 1 | VV | Disposable soap dispenser. One-handed dispensing operation. Designed to accommodate disposable soap cartridge and valve.
A5077 | Dispenser, Hand Sanitizer, Hands-Free | 1 | VV | A touch free wall-mounted hand sanitizer dispenser. For use throughout a healthcare facility. Unit does not include the sanitizing liquid. Units are battery operated.
A5082 | Dispenser, Paper Towel, Sensor, Hands Free | 1 | CC | A surface mounted, sensor activated, automatic, roll paper towel dispenser. The unit dispenses a paper towel automatically only when hands are place in position below the dispenser for maximum sanitation and hygiene. May include adjustable settings for sheet length, time delay, and sensor range. Unit is battery operated or with optional AC power adapter.
A5107 | Dispenser, Glove, Surgical/Examination, Wall Mntd | 1 | VV | Examination three (Small Medium, Large) glove dispenser box for wall mounting. Fabricated of either cold rolled steel with a white baked enamel finish, plastic or acrylic. Hardware not included, Option 3 powder coated steel.
A5108 | Waste Disposal Unit, Sharps | 1 | VV | A container for collecting and transporting syringes and other sharps for decontamination and disposal. Available in 2 gallon and 8 gallon with locking rotor. Complies with OSHA regulations for handling sharps.
A5145 | Hook, Garment, Double, SS, Surface Mounted | 1 | CC | A surface mounted, satin finish stainless steel, double garment hook. Equipped with a concealed mounting bracket that is secured to a concealed wall plate. For general purpose use throughout the facility to hang various items of apparel.
C03G0 | Cabinet, U/C/B, 2 Shelf, 2 Door, 36x30x22 | 1 | CC | Standing height under counter base cabinet with two adjustable shelves and two solid hinged doors. Also referred to as a cupboard cabinet. For general purpose use throughout the facility.
C04Q0 | Cabinet, ADA Sink, Wall-Mounted | 1 | CC | Wall mounted sink support cabinet for drop-in sink with vertical fascia and angled ADA profile, also referred to as ADA sink cabinet. Removable front panel to permit access to plumbing. Medium density M-3 particle board core construction faced with high pressure vertical grade decorative plastic laminate on exposed surfaces and melamine on semi-exposed and concealed surfaces; plastic laminate edge banding. Includes all attaching hardware including support rail.
CD030 | Cabinet, W/H, 2 Shelf, 2 DO, Sloping Top, 38x30x13 | 2 | CC | Wall hung steel cabinet with two adjustable shelves, solid hinged doors, and sloping top. Also referred to as a solid hinged double door wall case. For general purpose use throughout the facility.
CS070 | Sink, SS, Single Compartment, 7.5x16x16 ID | 1 | CC | Single compartment stainless steel sink, drop-in, self-rimming, ledge-type, connected with a drain and provided with a mixing faucet. It shall also be provided with pre-punched fixture holes on 4" center, integral back ledge to accommodate deck-mounted fixtures, brushed/polished interior and top surfaces, and sound deadened. Recommended for use in suspended or U/C/B sink cabinets having a high plastic laminate or Chemsurf laminate countertop/work surface. Coordinate actual outside sink dimensions with the actual clear dimension of cabinet specified to ensure that they are compatible. For general purpose use throughout the facility.
CT020 | Countertop, Solid Surface | 1 | CC | A solid, nonporous countertop with a smooth seamless appearance. Easy to clean and maintain and with proper cleaning does not support the growth of mold. An acrylic-based solid surface product. Standard thickness of 1", and a 4" butt backsplash/curb. Also referred to as a work surface or work top. Available in a choice of colors and depths. Used in lab and other hospital areas requiring optimum physical and chemical resisting properties.
E0945 | Cart, Computer, Mobile | 1 | VV | A mobile computer cart for use throughout the facility. The cart dimensions will be approximately 45" H x 30" W x 22" D with casters. May include drawers and miscellaneous other accessories that will be determined at time of purchase. This Typical may include: 1 Cart Body, w/Computer Support, Style-A Narrow, w/Raised Edge Top 1 Flip-Up Shelf 1 Sharps Container Holder 1 Wastebasket 1 Chart Holder 2 Drawers, 3"H 2 Drawers, 6"H 3 Accessory Rail, Side Drawer Organizer Bins
F2010 | Basket, Wastepaper, Step-On | 1 | VV | "Step-on" wastepaper basket with inner liner and foot petal activated flip top.
F3050 | Whiteboard, Dry Erase | 1 | VV | Whiteboard unit, approximately 36" H x 48" W consisting of a white porcelain enamel writing surface with an attached chalk tray. Magnetic surface available. Image can be easily removed with a standard chalkboard eraser. For use with water color pens. Unit is ready to hang.
F3200 | Clock, Battery, 12" Diameter | 1 | VV | Clock, 12" diameter. Round surface, easy to read numbers with sweep second hand. Wall mounted unit for use when impractical to install a fully synchronized clock system. Battery operated, (batteries not included).
M1801 | Computer, Microprocessing, w/Flat Panel Monitor | 1 | VV | Desk top microprocessing computer. The unit shall consist of a central processing mini tower, flat panel monitor, keyboard, mouse and speakers. The system shall have the following minimum characteristics: a 2.8 GHz Pentium processor; 512 MB memory; 80GB hard drive; 32/48x CD-ROMDVD combo; 1.44MB network interface card; video 32 MB NVIDIA; a 18 inch flat panel monitor. The computer is used throughout the facility to input, manipulate and retrieve information.
M3150 | Distribution System, Medication, Automatic | 1 | VV | An automated dispensing system that provides controlled dispensing, inventory and security. Size and cost will vary dependent on number of modules selected.
P1965 | Eyewash, Eye/Face, Sink Mounted, Hands-free | 1 | CC | A sink mounted eyewash station. The unit is designed for emergency eye and face rinsing from soft flow dual spray-heads. The Flow must be activated by the single momentary action and remain on until terminated.
R6200 | Refrigerator, U/C or F/S, 5 Cu Ft | 1 | VV | Utility refrigerator approximately 35" H x 24" W x 26" D. The unit has a two tray ice cube cooling system. The refrigerator fits standard architectural dimensions for undercounter installation. The unit is perfect for use in nurses' station, wards, and laboratories, pharmacies or wherever space is limited.
7 - SC399 - ASC Surgery Integration Server Room, OIT | 7 - SC399 - ASC Surgery Integration Server Room, OIT | 7 - SC399 - ASC Surgery Integration Server Room, OIT | 7 - SC399 - ASC Surgery Integration Server Room, OIT | 7 - SC399 - ASC Surgery Integration Server Room, OIT
JSN | NAME | QTY | ACQ/INS | DESCRIPTION
A0900 | Relay Rack, Aluminum | 1 | VV | Rack used to hold network components such as servers, switches, hubs, patch panels, router, etc. Racks are available in varying heights, channel depths, and channel width. The model numbers specified may be U.L. Listed version with 2 Top Angles, 7' height, 19" wide, blank Aluminum, with mounting holes on both sides (front and back).
A0901 | Cable Management, Horizontal Base Unit | 1 | VV | Horizontal cable management unit for a 19" rack with a channel approximately 2"x2". Provides for professional finish to hide cables in a switch rack. Various models are quoted with fingered type exits or brackets and/or rear access holes.
A0902 | Rear Wire Frame | 1 | VV | For use with horizontal base unit for double sided management. This item is intended to be used with JSNs A0901 and/or A0903 model HC219 series from Hubbell only.
A0903 | Rear Hinged Cover, for LAN Rack | 1 | VV | This item is intended to be used with JSNs A0901 and/or A0902 model HC219 series from Hubbell only.
A0904 | Fiber Optic Cabinet, 36 Port, Rack Mounted | 1 | VV | This cabinet is designed to accommodate up to 6 six-packs of adapters or blank panels. This cabinet is specifically designed to accommodate Hubbell adapter panels as reflected in JSNs A0905 and A0906.
A0905 | Adapter Panel With Couplers, Blue, 6 Port, SM/MM | 1 | VV | Modular six-pack fiber adapter panel, designed to snap into Hubbell's enclosures such as JSN A0904. Loaded with 3 SM/MM SC duplex style blue adapters, standard density.
A0906 | Adapter Panel With Couplers, Yellow, 6 Port, SM/MM | 1 | VV | Modular six-pack fiber adapter panel, designed to snap into Hubbell's enclosures such as JSN A0904. Loaded with 3 SM/MM SC duplex style Yellow adapters, standard density.
A0908 | Patch Panel, 110 Block/RJ-45, Cat 5E, 48 Port,568A | 1 | VV | This 48 Port/RJ45, Cat 5e (or better) patch panel is designed for the following applications. Gigabit 1000BASE-T, 100BASE-TX, ATM 155, TP-PMD (CDDI).
A0910 | Patch Panel, 110 Block/RJ-45, Cat 5E, 96 Port,568A | 1 | VV | This 96 Port/RJ45, Cat 5e (or better) patch panel is designed for the following applications. Gigabit 1000BASE-T, 100BASE-TX, ATM 155, TP-PMD (CDDI).
A0911 | Power Supply, Uninterruptable, Rack Mounted | 1 | VV | Uninterruptable Power Supply, Approximately 2200VA/1600W, Rack Mount with extendable Run Time. Unit must incorporate hot user swappable batteries and must have an overload indicator, replace battery indicator, audible alarm, automatic voltage regulation and include Smart Slot card and software. It must use RS232 DB-9 interface for communication. NEMA L5-30P power connector, and (8) NEMA 5-15R outlets.
A0912 | Battery Pack, Extended for use with UPS (A0911) | 1 | VV | Battery Pack for use with JSN A0911 to extend backup power availability. Battery rated at approximately 1600 VA.
A0913 | Switch, Local Area Network (LAN) | 1 | VV | Omni switch router, 9 slot chassis, 725W AC power supply and rack mount brackets. Supports high speed frame switching fabric. Software and Manual included. Requires management module JSN A0914 and works with Power Supply A0915.
A0914 | Management Processor Module for LAN Switch | 1 | VV | Management processor module with 10BaseT with layer-3 switching (HRE-X); 32 MB DRAM & 8 MB flash memory. Operates over the 22G distributed switching fabric. Works with Switch LAN JSN A0913 and Power Supply A0915.
A0915 | Power Supply, 725 W, for LAN Switch | 1 | VV | 725 Watt powersupply. Redundant or spare power supply for the 9 slot Omni Switch Router. Works with Switch LAN JSN A0913 and Management Processor JSN A0914.
A0916 | Switching Module, Desktop, Fast Ethernet | 1 | VV | High Density Fast Ethernet desktop switching module. Thirty-two 10/100Base TX switching ports, RJ-45 connectors. Supports Cat 5 twisted pair cable-100 ohm and CAM support for 1024 MAC addresses.
A0917 | Switching Module, MM Fiber, Gigabit Ethernet Server | 1 | VV | Gigabit Ethernet server switching module. Four 1000 base SX switching ports, SC connectors. Supports multi-mode fiber optic cable and CAM support for 4096 MAC addresses. Must be used in the Omni Switch/Router product only.
A0918 | Switching Module, SM, Gigabit Ethernet Server | 1 | VV | Gigabit Ethernet server switching module. Four 1000 Base LX switching ports, SC connectors. Supports single mode fiber optic cable and CAM support for 4096 MAC addresses. Must be used in the Omni Switch/Router product only.
A1010 | Telecommunication Outlet | 1 | VV | Telecommunication outlet location.
F0280 | Chair, Swivel, Low Back | 1 | VV | Low back contemporary swivel chair, 37" high X 25" wide X 31" deep with a five (5) caster swivel base, arms and foam padded seat and back upholstered with either woven textile fabric or vinyl.
F2000 | Basket, Wastepaper, Fire Resistant | 1 | VV | Wastepaper basket, fire resistant, approximately 40 quart capacity. This unit is used to collect and temporarily store small quantities of paper refuse in patient rooms, administrative areas and nursing stations. Size and shape varies depending on the application and manufacturer selected.
8 - SB737 - ASC Clean Utility Room, Lgstcs Svc | 8 - SB737 - ASC Clean Utility Room, Lgstcs Svc | 8 - SB737 - ASC Clean Utility Room, Lgstcs Svc | 8 - SB737 - ASC Clean Utility Room, Lgstcs Svc | 8 - SB737 - ASC Clean Utility Room, Lgstcs Svc
JSN | NAME | QTY | ACQ/INS | DESCRIPTION
E0906 | Locker, Supply, General, Wall Mtd, 23"W x 20"D | 1 | VV | THIS TYPICAL INCLUDES: 1 Wall Mounted Rail 1 Locked Storage Container 2 Tray/Shelves 1 Drawer, 3"H 3 Drawers, 6"H 2 Drawers, 9"H 1 Tray/Shelf Divider Drawer Organizer Bins Consider the need for an E0921 to transport the locker from place to place.
E0912 | Locker, Supply, Med Surg, Wall Mtd | 1 | VV | Medical/Surgical Supply locker, Wall Mounted, approximately 23"W x 20"D. THIS TYPICAL INCLUDES: 1 Wall Mounted Rail 1 Locked Storage Container 4 Tray/Shelves 5 Drawers, 3"H 2 Drawers, 6"H 2 Tray/Shelf Dividers Drawer Organizer Bins Consider the need for an E0921 to transport the locker from place to place.
E1500 | Rail, MOD, W/MNTD, HX144XD | 1 | VV | Wall mounted rail used for hanging (mounting) lockers, shelves and drawers on a wall.
F2000 | Basket, Wastepaper, Fire Resistant | 1 | VV | Wastepaper basket, fire resistant, approximately 40 quart capacity. This unit is used to collect and temporarily store small quantities of paper refuse in patient rooms, administrative areas and nursing stations. Size and shape varies depending on the application and manufacturer selected.
9 - SC052 - ASC Crash Cart Alcove, Clncl Sprt | 9 - SC052 - ASC Crash Cart Alcove, Clncl Sprt | 9 - SC052 - ASC Crash Cart Alcove, Clncl Sprt | 9 - SC052 - ASC Crash Cart Alcove, Clncl Sprt | 9 - SC052 - ASC Crash Cart Alcove, Clncl Sprt
JSN | NAME | QTY | ACQ/INS | DESCRIPTION
E0954 | Cart, Emergency, Mobile, 66"H x 32"W x 22"D | 1 | VV | THIS TYPICAL INCLUDES: 1 Cart body, style-A narrow, w/raised edge top 1 Accessory rail, side 1 Accessory rail, back 1 Defibrillator tray 1 IV pole 1 Breakaway bar 1 Flip-up shelf 1 Wastebasket 1 Oxygen tank holder 1 Electrical box-4 outlet 1 Cord wrap 4 Drawer, 3"H 3 Drawer, 6"H Drawer organizer bins.
M1100 | Resuscitator, Bag-Mask, Hand Operated | 1 | VV | Hand operated bag-mask resuscitator. Consists of face mask, non-rebreathing valve, compression bag and tidal bag. Used for resuscitation in life saving situations.
M7660 | Defibrillator/Monitor/Recorder, Portable | 1 | VV | Portable defibrillator-monitor-recorder. Integral unit system operable from self-contained rechargeable batteries. ECG may be viewed through paddles or patient cable. Options include external pacing and 12-Lead.
M8769 | Aspirator, Resuscitation, Portable w/ Battery | 1 | VV | High-vacuum and high-flow AC/DC powered suction unit for use on emergency resuscitation carts and for general suction use. Light weight, compact design, fully enclosed water resistant unit with an average run time of 60 minutes. Includes variable suction range up to 580 mmHg and 1200 CC collection canister.
10 - SC202 - ASC Soiled Cart Holding Room, Clncl Sprt | 10 - SC202 - ASC Soiled Cart Holding Room, Clncl Sprt | 10 - SC202 - ASC Soiled Cart Holding Room, Clncl Sprt | 10 - SC202 - ASC Soiled Cart Holding Room, Clncl Sprt | 10 - SC202 - ASC Soiled Cart Holding Room, Clncl Sprt
JSN | NAME | QTY | ACQ/INS | DESCRIPTION
M8910 | Cart, Surgical Case | 1 | VV | Surgical case cart. Unit consists of two hinged cabinet sections, each section equipped with two pull-out shelves with stops. The entire unit is mounted on four heavy duty conductive swivel casters. Used to transport surgical packs and supplies to surgery and soiled items back to central supply.
11 - SB541 - ASC Gas Cylinder Storage Room, Lgstcs Svc | 11 - SB541 - ASC Gas Cylinder Storage Room, Lgstcs Svc | 11 - SB541 - ASC Gas Cylinder Storage Room, Lgstcs Svc | 11 - SB541 - ASC Gas Cylinder Storage Room, Lgstcs Svc | 11 - SB541 - ASC Gas Cylinder Storage Room, Lgstcs Svc
JSN | NAME | QTY | ACQ/INS | DESCRIPTION
M2117 | Truck, Hand, 2 Wheel, Gas Cylinder | 1 | VV | A gas cylinder hand truck for a single 12" cylinder with a minimum capacity of 300 lbs.
12 - SC257 - ASC Waste Disposal Chute Room, Clncl Sprt | 12 - SC257 - ASC Waste Disposal Chute Room, Clncl Sprt | 12 - SC257 - ASC Waste Disposal Chute Room, Clncl Sprt | 12 - SC257 - ASC Waste Disposal Chute Room, Clncl Sprt | 12 - SC257 - ASC Waste Disposal Chute Room, Clncl Sprt
JSN | NAME | QTY | ACQ/INS | DESCRIPTION
F0530 | Cart, Trash | 1 | VV | Heavy duty trash cart, approximately 42" high X 74" wide X 34" deep with two (2) solid non-marking rubber roller bearing wheels, one (1) or two (2) swivel casters, 2000 pound capacity and tilt mechanism.
F2026 | Container, Recycling, Large | 1 | VV | Recycling container shall be approximately 30-gallons in capacity. The container may include a lid and be Recycle Blue in color with the recycle symbol identified on the container.
13 - SC213 - ASC Soiled Linen Disposal Chute Room, Clncl Sprt | 13 - SC213 - ASC Soiled Linen Disposal Chute Room, Clncl Sprt | 13 - SC213 - ASC Soiled Linen Disposal Chute Room, Clncl Sprt | 13 - SC213 - ASC Soiled Linen Disposal Chute Room, Clncl Sprt | 13 - SC213 - ASC Soiled Linen Disposal Chute Room, Clncl Sprt
JSN | NAME | QTY | ACQ/INS | DESCRIPTION
F0510 | Cart, Linen, Soiled | 1 | VV | Soiled linen collection cart, approximately 70" H x 68" W x 28" D with four (4) casters. Used to transport clean or soiled laundry.
14 - SB244 - ASC Housekeeping Aides Closet (HAC), Bldg Sprt | 14 - SB244 - ASC Housekeeping Aides Closet (HAC), Bldg Sprt | 14 - SB244 - ASC Housekeeping Aides Closet (HAC), Bldg Sprt | 14 - SB244 - ASC Housekeeping Aides Closet (HAC), Bldg Sprt | 14 - SB244 - ASC Housekeeping Aides Closet (HAC), Bldg Sprt
JSN | NAME | QTY | ACQ/INS | DESCRIPTION
A5075 | Dispenser, Soap, Disposable | 1 | VV | Disposable soap dispenser. One-handed dispensing operation. Designed to accommodate disposable soap cartridge and valve.
A5080 | Dispenser, Paper Towel, SS, Surface Mounted | 1 | CC | A surface mounted, satin finish stainless steel, single-fold, paper towel dispenser. Dispenser features: tumbler lock; front hinged at bottom; and refill indicator slot. Minimum capacity 400 single-fold paper towels. For general purpose use throughout the facility.
A5107 | Dispenser, Glove, Surgical/Examination, Wall Mntd | 1 | VV | Examination three (Small Medium, Large) glove dispenser box for wall mounting. Fabricated of either cold rolled steel with a white baked enamel finish, plastic or acrylic. Hardware not included, Option 3 powder coated steel.
A5135 | Shelf, Utility W/ Mop/Broom Holders, SS, Surf Mntd | 1 | CC | A surface mounted, satin finish stainless steel, utility shelf with a maximum of 6 mop/broom holders and 5 rag hooks. Utility shelf features: 8" deep shelf; mounting brackets welded to shelf; spring activated rubber cam holders; and drying rod. Unit is available in various widths 30" (minimum, 3 holders and 2 hooks) to 48" (maximum, 6 holders and 5 hooks). For use in janitor closets. Pricing based on a 36" width.
F0500 | Cart, Janitor's | 1 | VV | Janitors cart, 38" high X 66" wide X 20" deep with 25 gallon heavy duty collection bag. Accommodations for locking vault and janitorial support items (broom, dust pan, chemicals, mop and mop bucket; not included).
F0505 | Bucket, Mop, With Wringer, 26 Quart | 1 | VV | Mobile mop bucket / wringer combination, approximately 35" H x 17" W x 22" D with four 2" casters. Total capacity is 26 quarts. Unit used for general hard surface floor maintenance.
P2000 | Eyewash, Wall Mounted, Hands-Free | 1 | CC | Wall mounted emergency eye wash station. The flow of water from the unit is activated by hand. Upon initiation of water flow the unit will operate hands free to provide streams of water to clear foreign particles or dilute caustic liquids from the eyes in emergency situations. Used in laboratories and areas of the hospital where employees are subject to foreign bodies or liquid material to the eyes.
P2451 | Valve, Mixing, Thermostatic, Eyewash | 1 | CC | Emergency tempering valve thermostatically mixes hot and cold water to provide a safe fluid supply for a single emergency eye/face wash with a flow rate of 10 gpm (38.8L)
P4700 | Sink, Mop, Molded Stone | 1 | CC | Mop service sink approximately 10"H x 36"W x 24"D. Also called a mop service basin and a mop receptor. Unit is made of molded stone and is a one piece item. It shall include a service faucet hose, hose bracket and mop hanger. Used in utility rooms for cleaning mops and floor cleaning equipment.
20 - AMBULATORY SURGERY CENTER (ASC) STAFF AND ADMINISTRATIVE AREA | 20 - AMBULATORY SURGERY CENTER (ASC) STAFF AND ADMINISTRATIVE AREA | 20 - AMBULATORY SURGERY CENTER (ASC) STAFF AND ADMINISTRATIVE AREA | 20 - AMBULATORY SURGERY CENTER (ASC) STAFF AND ADMINISTRATIVE AREA | 20 - AMBULATORY SURGERY CENTER (ASC) STAFF AND ADMINISTRATIVE AREA
1 - SS204 - ASC Chief Office, Stff Sprt | 1 - SS204 - ASC Chief Office, Stff Sprt | 1 - SS204 - ASC Chief Office, Stff Sprt | 1 - SS204 - ASC Chief Office, Stff Sprt | 1 - SS204 - ASC Chief Office, Stff Sprt
JSN | NAME | QTY | ACQ/INS | DESCRIPTION
A1010 | Telecommunication Outlet | 2 | VV | Telecommunication outlet location.
A1015 | Telephone, Desk, Multiple Line | 1 | VV | Telephone, desk, multiple line.
A5145 | Hook, Garment, Double, SS, Surface Mounted | 1 | CC | A surface mounted, satin finish stainless steel, double garment hook. Equipped with a concealed mounting bracket that is secured to a concealed wall plate. For general purpose use throughout the facility to hang various items of apparel.
E0078 | Workstation, L-Shaped w/Peninsula, Free Std, 78x72 | 1 | VV | This section will provide a whole work station typical to quickly plan work areas in clinical or administrative spaces. There will be a price decrease if typical work stations are used with vertical hanging strips instead of panels. THIS TYPICAL INCLUDES: 4 standard solid panels; 2 panel connectors, 2-way corner; 1 panel-to-panel connector; 2 finished end hardware; 1 cantilevered work surface; 1 peninsula work surface; 2 lockable flipper units; 2 shelf, storage/display; 2 lights; 1 tack board, 48"W; 1 tool rail, 30"W; 1 paper tray; 1 diagonal tray; 1 adjustable keyboard tray; 1 mobile pedestal, box/file.
F0110 | Bookcase, 3 Shelf | 1 | VV | Freestanding open metal shelf book case, approximately 60" high X 36" wide X 18" deep with three (3) adjustable shelves and four (4) non-marking floor glides.
F0205 | Chair, Side With Arms | 2 | VV | Upholstered side chair, 32" high X 21" wide X 23" deep with arms, padded seats and padded backs. Seat height is a minimum of 17". Available with or without sled base.
F0275 | Chair, Swivel, High Back | 1 | VV | Highback contemporary swivel chair, 41" high X 23" wide X 23" deep with five (5) caster swivel base and arms. Chair may be used at desks or in conference rooms. Back and seat are foam padded and upholstered with either woven textile fabric or vinyl.
F0420 | Cabinet, Filing, Lateral, Half Height | 1 | VV | Half height two (2) or three (3) drawer lateral filing cabinet, 28" high X 42" wide X 18" deep with recessed handles, locking device and drawer label holders. Drawers are adaptable to either letter or legal size materials.
F2000 | Basket, Wastepaper, Fire Resistant | 1 | VV | Wastepaper basket, fire resistant, approximately 40 quart capacity. This unit is used to collect and temporarily store small quantities of paper refuse in patient rooms, administrative areas and nursing stations. Size and shape varies depending on the application and manufacturer selected.
F3200 | Clock, Battery, 12" Diameter | 1 | VV | Clock, 12" diameter. Round surface, easy to read numbers with sweep second hand. Wall mounted unit for use when impractical to install a fully synchronized clock system. Battery operated, (batteries not included).
M1801 | Computer, Microprocessing, w/Flat Panel Monitor | 1 | VV | Desk top microprocessing computer. The unit shall consist of a central processing mini tower, flat panel monitor, keyboard, mouse and speakers. The system shall have the following minimum characteristics: a 2.8 GHz Pentium processor; 512 MB memory; 80GB hard drive; 32/48x CD-ROMDVD combo; 1.44MB network interface card; video 32 MB NVIDIA; a 18 inch flat panel monitor. The computer is used throughout the facility to input, manipulate and retrieve information.
2 - SS204 - ASC Assistant Chief Office, Stff Sprt | 2 - SS204 - ASC Assistant Chief Office, Stff Sprt | 2 - SS204 - ASC Assistant Chief Office, Stff Sprt | 2 - SS204 - ASC Assistant Chief Office, Stff Sprt | 2 - SS204 - ASC Assistant Chief Office, Stff Sprt
JSN | NAME | QTY | ACQ/INS | DESCRIPTION
A1010 | Telecommunication Outlet | 2 | VV | Telecommunication outlet location.
A1015 | Telephone, Desk, Multiple Line | 1 | VV | Telephone, desk, multiple line.
A5145 | Hook, Garment, Double, SS, Surface Mounted | 1 | CC | A surface mounted, satin finish stainless steel, double garment hook. Equipped with a concealed mounting bracket that is secured to a concealed wall plate. For general purpose use throughout the facility to hang various items of apparel.
E0078 | Workstation, L-Shaped w/Peninsula, Free Std, 78x72 | 1 | VV | This section will provide a whole work station typical to quickly plan work areas in clinical or administrative spaces. There will be a price decrease if typical work stations are used with vertical hanging strips instead of panels. THIS TYPICAL INCLUDES: 4 standard solid panels; 2 panel connectors, 2-way corner; 1 panel-to-panel connector; 2 finished end hardware; 1 cantilevered work surface; 1 peninsula work surface; 2 lockable flipper units; 2 shelf, storage/display; 2 lights; 1 tack board, 48"W; 1 tool rail, 30"W; 1 paper tray; 1 diagonal tray; 1 adjustable keyboard tray; 1 mobile pedestal, box/file.
F0110 | Bookcase, 3 Shelf | 1 | VV | Freestanding open metal shelf book case, approximately 60" high X 36" wide X 18" deep with three (3) adjustable shelves and four (4) non-marking floor glides.
F0205 | Chair, Side With Arms | 2 | VV | Upholstered side chair, 32" high X 21" wide X 23" deep with arms, padded seats and padded backs. Seat height is a minimum of 17". Available with or without sled base.
F0275 | Chair, Swivel, High Back | 1 | VV | Highback contemporary swivel chair, 41" high X 23" wide X 23" deep with five (5) caster swivel base and arms. Chair may be used at desks or in conference rooms. Back and seat are foam padded and upholstered with either woven textile fabric or vinyl.
F0420 | Cabinet, Filing, Lateral, Half Height | 1 | VV | Half height two (2) or three (3) drawer lateral filing cabinet, 28" high X 42" wide X 18" deep with recessed handles, locking device and drawer label holders. Drawers are adaptable to either letter or legal size materials.
F2000 | Basket, Wastepaper, Fire Resistant | 1 | VV | Wastepaper basket, fire resistant, approximately 40 quart capacity. This unit is used to collect and temporarily store small quantities of paper refuse in patient rooms, administrative areas and nursing stations. Size and shape varies depending on the application and manufacturer selected.
F3200 | Clock, Battery, 12" Diameter | 1 | VV | Clock, 12" diameter. Round surface, easy to read numbers with sweep second hand. Wall mounted unit for use when impractical to install a fully synchronized clock system. Battery operated, (batteries not included).
M1801 | Computer, Microprocessing, w/Flat Panel Monitor | 1 | VV | Desk top microprocessing computer. The unit shall consist of a central processing mini tower, flat panel monitor, keyboard, mouse and speakers. The system shall have the following minimum characteristics: a 2.8 GHz Pentium processor; 512 MB memory; 80GB hard drive; 32/48x CD-ROMDVD combo; 1.44MB network interface card; video 32 MB NVIDIA; a 18 inch flat panel monitor. The computer is used throughout the facility to input, manipulate and retrieve information.
3 - SS204 - ASC Anesthesiology Chief Office, Stff Sprt | 3 - SS204 - ASC Anesthesiology Chief Office, Stff Sprt | 3 - SS204 - ASC Anesthesiology Chief Office, Stff Sprt | 3 - SS204 - ASC Anesthesiology Chief Office, Stff Sprt | 3 - SS204 - ASC Anesthesiology Chief Office, Stff Sprt
JSN | NAME | QTY | ACQ/INS | DESCRIPTION
A1010 | Telecommunication Outlet | 2 | VV | Telecommunication outlet location.
A1015 | Telephone, Desk, Multiple Line | 1 | VV | Telephone, desk, multiple line.
A5145 | Hook, Garment, Double, SS, Surface Mounted | 1 | CC | A surface mounted, satin finish stainless steel, double garment hook. Equipped with a concealed mounting bracket that is secured to a concealed wall plate. For general purpose use throughout the facility to hang various items of apparel.
E0078 | Workstation, L-Shaped w/Peninsula, Free Std, 78x72 | 1 | VV | This section will provide a whole work station typical to quickly plan work areas in clinical or administrative spaces. There will be a price decrease if typical work stations are used with vertical hanging strips instead of panels. THIS TYPICAL INCLUDES: 4 standard solid panels; 2 panel connectors, 2-way corner; 1 panel-to-panel connector; 2 finished end hardware; 1 cantilevered work surface; 1 peninsula work surface; 2 lockable flipper units; 2 shelf, storage/display; 2 lights; 1 tack board, 48"W; 1 tool rail, 30"W; 1 paper tray; 1 diagonal tray; 1 adjustable keyboard tray; 1 mobile pedestal, box/file.
F0110 | Bookcase, 3 Shelf | 1 | VV | Freestanding open metal shelf book case, approximately 60" high X 36" wide X 18" deep with three (3) adjustable shelves and four (4) non-marking floor glides.
F0205 | Chair, Side With Arms | 2 | VV | Upholstered side chair, 32" high X 21" wide X 23" deep with arms, padded seats and padded backs. Seat height is a minimum of 17". Available with or without sled base.
F0275 | Chair, Swivel, High Back | 1 | VV | Highback contemporary swivel chair, 41" high X 23" wide X 23" deep with five (5) caster swivel base and arms. Chair may be used at desks or in conference rooms. Back and seat are foam padded and upholstered with either woven textile fabric or vinyl.
F0420 | Cabinet, Filing, Lateral, Half Height | 1 | VV | Half height two (2) or three (3) drawer lateral filing cabinet, 28" high X 42" wide X 18" deep with recessed handles, locking device and drawer label holders. Drawers are adaptable to either letter or legal size materials.
F2000 | Basket, Wastepaper, Fire Resistant | 1 | VV | Wastepaper basket, fire resistant, approximately 40 quart capacity. This unit is used to collect and temporarily store small quantities of paper refuse in patient rooms, administrative areas and nursing stations. Size and shape varies depending on the application and manufacturer selected.
F3200 | Clock, Battery, 12" Diameter | 1 | VV | Clock, 12" diameter. Round surface, easy to read numbers with sweep second hand. Wall mounted unit for use when impractical to install a fully synchronized clock system. Battery operated, (batteries not included).
M1801 | Computer, Microprocessing, w/Flat Panel Monitor | 1 | VV | Desk top microprocessing computer. The unit shall consist of a central processing mini tower, flat panel monitor, keyboard, mouse and speakers. The system shall have the following minimum characteristics: a 2.8 GHz Pentium processor; 512 MB memory; 80GB hard drive; 32/48x CD-ROMDVD combo; 1.44MB network interface card; video 32 MB NVIDIA; a 18 inch flat panel monitor. The computer is used throughout the facility to input, manipulate and retrieve information.
4 - SS204 - ASC Anesthesiology Assistant Chief Office, Stff Sprt | 4 - SS204 - ASC Anesthesiology Assistant Chief Office, Stff Sprt | 4 - SS204 - ASC Anesthesiology Assistant Chief Office, Stff Sprt | 4 - SS204 - ASC Anesthesiology Assistant Chief Office, Stff Sprt | 4 - SS204 - ASC Anesthesiology Assistant Chief Office, Stff Sprt
JSN | NAME | QTY | ACQ/INS | DESCRIPTION
A1010 | Telecommunication Outlet | 2 | VV | Telecommunication outlet location.
A1015 | Telephone, Desk, Multiple Line | 1 | VV | Telephone, desk, multiple line.
A5145 | Hook, Garment, Double, SS, Surface Mounted | 1 | CC | A surface mounted, satin finish stainless steel, double garment hook. Equipped with a concealed mounting bracket that is secured to a concealed wall plate. For general purpose use throughout the facility to hang various items of apparel.
E0078 | Workstation, L-Shaped w/Peninsula, Free Std, 78x72 | 1 | VV | This section will provide a whole work station typical to quickly plan work areas in clinical or administrative spaces. There will be a price decrease if typical work stations are used with vertical hanging strips instead of panels. THIS TYPICAL INCLUDES: 4 standard solid panels; 2 panel connectors, 2-way corner; 1 panel-to-panel connector; 2 finished end hardware; 1 cantilevered work surface; 1 peninsula work surface; 2 lockable flipper units; 2 shelf, storage/display; 2 lights; 1 tack board, 48"W; 1 tool rail, 30"W; 1 paper tray; 1 diagonal tray; 1 adjustable keyboard tray; 1 mobile pedestal, box/file.
F0110 | Bookcase, 3 Shelf | 1 | VV | Freestanding open metal shelf book case, approximately 60" high X 36" wide X 18" deep with three (3) adjustable shelves and four (4) non-marking floor glides.
F0205 | Chair, Side With Arms | 2 | VV | Upholstered side chair, 32" high X 21" wide X 23" deep with arms, padded seats and padded backs. Seat height is a minimum of 17". Available with or without sled base.
F0275 | Chair, Swivel, High Back | 1 | VV | Highback contemporary swivel chair, 41" high X 23" wide X 23" deep with five (5) caster swivel base and arms. Chair may be used at desks or in conference rooms. Back and seat are foam padded and upholstered with either woven textile fabric or vinyl.
F0420 | Cabinet, Filing, Lateral, Half Height | 1 | VV | Half height two (2) or three (3) drawer lateral filing cabinet, 28" high X 42" wide X 18" deep with recessed handles, locking device and drawer label holders. Drawers are adaptable to either letter or legal size materials.
F2000 | Basket, Wastepaper, Fire Resistant | 1 | VV | Wastepaper basket, fire resistant, approximately 40 quart capacity. This unit is used to collect and temporarily store small quantities of paper refuse in patient rooms, administrative areas and nursing stations. Size and shape varies depending on the application and manufacturer selected.
F3200 | Clock, Battery, 12" Diameter | 1 | VV | Clock, 12" diameter. Round surface, easy to read numbers with sweep second hand. Wall mounted unit for use when impractical to install a fully synchronized clock system. Battery operated, (batteries not included).
M1801 | Computer, Microprocessing, w/Flat Panel Monitor | 1 | VV | Desk top microprocessing computer. The unit shall consist of a central processing mini tower, flat panel monitor, keyboard, mouse and speakers. The system shall have the following minimum characteristics: a 2.8 GHz Pentium processor; 512 MB memory; 80GB hard drive; 32/48x CD-ROMDVD combo; 1.44MB network interface card; video 32 MB NVIDIA; a 18 inch flat panel monitor. The computer is used throughout the facility to input, manipulate and retrieve information.
5 - SS204 - ASC OR Nurse Manager Office, Stff Sprt | 5 - SS204 - ASC OR Nurse Manager Office, Stff Sprt | 5 - SS204 - ASC OR Nurse Manager Office, Stff Sprt | 5 - SS204 - ASC OR Nurse Manager Office, Stff Sprt | 5 - SS204 - ASC OR Nurse Manager Office, Stff Sprt
JSN | NAME | QTY | ACQ/INS | DESCRIPTION
A1010 | Telecommunication Outlet | 2 | VV | Telecommunication outlet location.
A1015 | Telephone, Desk, Multiple Line | 1 | VV | Telephone, desk, multiple line.
A5145 | Hook, Garment, Double, SS, Surface Mounted | 1 | CC | A surface mounted, satin finish stainless steel, double garment hook. Equipped with a concealed mounting bracket that is secured to a concealed wall plate. For general purpose use throughout the facility to hang various items of apparel.
E0078 | Workstation, L-Shaped w/Peninsula, Free Std, 78x72 | 1 | VV | This section will provide a whole work station typical to quickly plan work areas in clinical or administrative spaces. There will be a price decrease if typical work stations are used with vertical hanging strips instead of panels. THIS TYPICAL INCLUDES: 4 standard solid panels; 2 panel connectors, 2-way corner; 1 panel-to-panel connector; 2 finished end hardware; 1 cantilevered work surface; 1 peninsula work surface; 2 lockable flipper units; 2 shelf, storage/display; 2 lights; 1 tack board, 48"W; 1 tool rail, 30"W; 1 paper tray; 1 diagonal tray; 1 adjustable keyboard tray; 1 mobile pedestal, box/file.
F0110 | Bookcase, 3 Shelf | 1 | VV | Freestanding open metal shelf book case, approximately 60" high X 36" wide X 18" deep with three (3) adjustable shelves and four (4) non-marking floor glides.
F0205 | Chair, Side With Arms | 2 | VV | Upholstered side chair, 32" high X 21" wide X 23" deep with arms, padded seats and padded backs. Seat height is a minimum of 17". Available with or without sled base.
F0275 | Chair, Swivel, High Back | 1 | VV | Highback contemporary swivel chair, 41" high X 23" wide X 23" deep with five (5) caster swivel base and arms. Chair may be used at desks or in conference rooms. Back and seat are foam padded and upholstered with either woven textile fabric or vinyl.
F0420 | Cabinet, Filing, Lateral, Half Height | 1 | VV | Half height two (2) or three (3) drawer lateral filing cabinet, 28" high X 42" wide X 18" deep with recessed handles, locking device and drawer label holders. Drawers are adaptable to either letter or legal size materials.
F2000 | Basket, Wastepaper, Fire Resistant | 1 | VV | Wastepaper basket, fire resistant, approximately 40 quart capacity. This unit is used to collect and temporarily store small quantities of paper refuse in patient rooms, administrative areas and nursing stations. Size and shape varies depending on the application and manufacturer selected.
F3200 | Clock, Battery, 12" Diameter | 1 | VV | Clock, 12" diameter. Round surface, easy to read numbers with sweep second hand. Wall mounted unit for use when impractical to install a fully synchronized clock system. Battery operated, (batteries not included).
M1801 | Computer, Microprocessing, w/Flat Panel Monitor | 1 | VV | Desk top microprocessing computer. The unit shall consist of a central processing mini tower, flat panel monitor, keyboard, mouse and speakers. The system shall have the following minimum characteristics: a 2.8 GHz Pentium processor; 512 MB memory; 80GB hard drive; 32/48x CD-ROMDVD combo; 1.44MB network interface card; video 32 MB NVIDIA; a 18 inch flat panel monitor. The computer is used throughout the facility to input, manipulate and retrieve information.
6 - SS204 - ASC Nurse Anesthetist Office, Stff Sprt | 6 - SS204 - ASC Nurse Anesthetist Office, Stff Sprt | 6 - SS204 - ASC Nurse Anesthetist Office, Stff Sprt | 6 - SS204 - ASC Nurse Anesthetist Office, Stff Sprt | 6 - SS204 - ASC Nurse Anesthetist Office, Stff Sprt
JSN | NAME | QTY | ACQ/INS | DESCRIPTION
A1010 | Telecommunication Outlet | 2 | VV | Telecommunication outlet location.
A1015 | Telephone, Desk, Multiple Line | 1 | VV | Telephone, desk, multiple line.
A5145 | Hook, Garment, Double, SS, Surface Mounted | 1 | CC | A surface mounted, satin finish stainless steel, double garment hook. Equipped with a concealed mounting bracket that is secured to a concealed wall plate. For general purpose use throughout the facility to hang various items of apparel.
E0078 | Workstation, L-Shaped w/Peninsula, Free Std, 78x72 | 1 | VV | This section will provide a whole work station typical to quickly plan work areas in clinical or administrative spaces. There will be a price decrease if typical work stations are used with vertical hanging strips instead of panels. THIS TYPICAL INCLUDES: 4 standard solid panels; 2 panel connectors, 2-way corner; 1 panel-to-panel connector; 2 finished end hardware; 1 cantilevered work surface; 1 peninsula work surface; 2 lockable flipper units; 2 shelf, storage/display; 2 lights; 1 tack board, 48"W; 1 tool rail, 30"W; 1 paper tray; 1 diagonal tray; 1 adjustable keyboard tray; 1 mobile pedestal, box/file.
F0110 | Bookcase, 3 Shelf | 1 | VV | Freestanding open metal shelf book case, approximately 60" high X 36" wide X 18" deep with three (3) adjustable shelves and four (4) non-marking floor glides.
F0205 | Chair, Side With Arms | 2 | VV | Upholstered side chair, 32" high X 21" wide X 23" deep with arms, padded seats and padded backs. Seat height is a minimum of 17". Available with or without sled base.
F0275 | Chair, Swivel, High Back | 1 | VV | Highback contemporary swivel chair, 41" high X 23" wide X 23" deep with five (5) caster swivel base and arms. Chair may be used at desks or in conference rooms. Back and seat are foam padded and upholstered with either woven textile fabric or vinyl.
F0420 | Cabinet, Filing, Lateral, Half Height | 1 | VV | Half height two (2) or three (3) drawer lateral filing cabinet, 28" high X 42" wide X 18" deep with recessed handles, locking device and drawer label holders. Drawers are adaptable to either letter or legal size materials.
F2000 | Basket, Wastepaper, Fire Resistant | 1 | VV | Wastepaper basket, fire resistant, approximately 40 quart capacity. This unit is used to collect and temporarily store small quantities of paper refuse in patient rooms, administrative areas and nursing stations. Size and shape varies depending on the application and manufacturer selected.
F3200 | Clock, Battery, 12" Diameter | 1 | VV | Clock, 12" diameter. Round surface, easy to read numbers with sweep second hand. Wall mounted unit for use when impractical to install a fully synchronized clock system. Battery operated, (batteries not included).
M1801 | Computer, Microprocessing, w/Flat Panel Monitor | 1 | VV | Desk top microprocessing computer. The unit shall consist of a central processing mini tower, flat panel monitor, keyboard, mouse and speakers. The system shall have the following minimum characteristics: a 2.8 GHz Pentium processor; 512 MB memory; 80GB hard drive; 32/48x CD-ROMDVD combo; 1.44MB network interface card; video 32 MB NVIDIA; a 18 inch flat panel monitor. The computer is used throughout the facility to input, manipulate and retrieve information.
7 - SS204 - ASC OR Coordinator Office, Stff Sprt | 7 - SS204 - ASC OR Coordinator Office, Stff Sprt | 7 - SS204 - ASC OR Coordinator Office, Stff Sprt | 7 - SS204 - ASC OR Coordinator Office, Stff Sprt | 7 - SS204 - ASC OR Coordinator Office, Stff Sprt
JSN | NAME | QTY | ACQ/INS | DESCRIPTION
A1010 | Telecommunication Outlet | 2 | VV | Telecommunication outlet location.
A1015 | Telephone, Desk, Multiple Line | 1 | VV | Telephone, desk, multiple line.
A5145 | Hook, Garment, Double, SS, Surface Mounted | 1 | CC | A surface mounted, satin finish stainless steel, double garment hook. Equipped with a concealed mounting bracket that is secured to a concealed wall plate. For general purpose use throughout the facility to hang various items of apparel.
E0078 | Workstation, L-Shaped w/Peninsula, Free Std, 78x72 | 1 | VV | This section will provide a whole work station typical to quickly plan work areas in clinical or administrative spaces. There will be a price decrease if typical work stations are used with vertical hanging strips instead of panels. THIS TYPICAL INCLUDES: 4 standard solid panels; 2 panel connectors, 2-way corner; 1 panel-to-panel connector; 2 finished end hardware; 1 cantilevered work surface; 1 peninsula work surface; 2 lockable flipper units; 2 shelf, storage/display; 2 lights; 1 tack board, 48"W; 1 tool rail, 30"W; 1 paper tray; 1 diagonal tray; 1 adjustable keyboard tray; 1 mobile pedestal, box/file.
F0110 | Bookcase, 3 Shelf | 1 | VV | Freestanding open metal shelf book case, approximately 60" high X 36" wide X 18" deep with three (3) adjustable shelves and four (4) non-marking floor glides.
F0205 | Chair, Side With Arms | 2 | VV | Upholstered side chair, 32" high X 21" wide X 23" deep with arms, padded seats and padded backs. Seat height is a minimum of 17". Available with or without sled base.
F0275 | Chair, Swivel, High Back | 1 | VV | Highback contemporary swivel chair, 41" high X 23" wide X 23" deep with five (5) caster swivel base and arms. Chair may be used at desks or in conference rooms. Back and seat are foam padded and upholstered with either woven textile fabric or vinyl.
F0420 | Cabinet, Filing, Lateral, Half Height | 1 | VV | Half height two (2) or three (3) drawer lateral filing cabinet, 28" high X 42" wide X 18" deep with recessed handles, locking device and drawer label holders. Drawers are adaptable to either letter or legal size materials.
F2000 | Basket, Wastepaper, Fire Resistant | 1 | VV | Wastepaper basket, fire resistant, approximately 40 quart capacity. This unit is used to collect and temporarily store small quantities of paper refuse in patient rooms, administrative areas and nursing stations. Size and shape varies depending on the application and manufacturer selected.
F3200 | Clock, Battery, 12" Diameter | 1 | VV | Clock, 12" diameter. Round surface, easy to read numbers with sweep second hand. Wall mounted unit for use when impractical to install a fully synchronized clock system. Battery operated, (batteries not included).
M1801 | Computer, Microprocessing, w/Flat Panel Monitor | 1 | VV | Desk top microprocessing computer. The unit shall consist of a central processing mini tower, flat panel monitor, keyboard, mouse and speakers. The system shall have the following minimum characteristics: a 2.8 GHz Pentium processor; 512 MB memory; 80GB hard drive; 32/48x CD-ROMDVD combo; 1.44MB network interface card; video 32 MB NVIDIA; a 18 inch flat panel monitor. The computer is used throughout the facility to input, manipulate and retrieve information.
8 - SS218 - ASC Staff Surgeon Workstation, Stff Sprt | 8 - SS218 - ASC Staff Surgeon Workstation, Stff Sprt | 8 - SS218 - ASC Staff Surgeon Workstation, Stff Sprt | 8 - SS218 - ASC Staff Surgeon Workstation, Stff Sprt | 8 - SS218 - ASC Staff Surgeon Workstation, Stff Sprt
JSN | NAME | QTY | ACQ/INS | DESCRIPTION
A1010 | Telecommunication Outlet | 2 | VV | Telecommunication outlet location.
A1015 | Telephone, Desk, Multiple Line | 1 | VV | Telephone, desk, multiple line.
E0123 | Workstation, Straight, Free Standing, 72" W | 1 | VV | This JSN will provide a whole work station typical to quickly plan work in areas in clinical or administrative spaces. There will be a price decrease if typical work stations are used with vertical hanging strips instead of panels. THIS TYPICAL INCLUDES: 4 Standard Solid Panels 2 Panel Connectors, 2-Way Corner 1 Panel-to-Panel Connector 2 Finished End Hardware 1 Cantilevered, Work Surface 2 Lockable Flipper Units 2 Shelf, Storage/Displays 2 Lights 1 Tack board 1 Tool Rail 1 Paper Tray 1 Diagonal Tray 1 Adjustable Keyboard Tray 1 Mobile Pedestal, Box/File
F0275 | Chair, Swivel, High Back | 1 | VV | Highback contemporary swivel chair, 41" high X 23" wide X 23" deep with five (5) caster swivel base and arms. Chair may be used at desks or in conference rooms. Back and seat are foam padded and upholstered with either woven textile fabric or vinyl.
F0420 | Cabinet, Filing, Lateral, Half Height | 1 | VV | Half height two (2) or three (3) drawer lateral filing cabinet, 28" high X 42" wide X 18" deep with recessed handles, locking device and drawer label holders. Drawers are adaptable to either letter or legal size materials.
F2000 | Basket, Wastepaper, Fire Resistant | 1 | VV | Wastepaper basket, fire resistant, approximately 40 quart capacity. This unit is used to collect and temporarily store small quantities of paper refuse in patient rooms, administrative areas and nursing stations. Size and shape varies depending on the application and manufacturer selected.
M1801 | Computer, Microprocessing, w/Flat Panel Monitor | 1 | VV | Desk top microprocessing computer. The unit shall consist of a central processing mini tower, flat panel monitor, keyboard, mouse and speakers. The system shall have the following minimum characteristics: a 2.8 GHz Pentium processor; 512 MB memory; 80GB hard drive; 32/48x CD-ROMDVD combo; 1.44MB network interface card; video 32 MB NVIDIA; a 18 inch flat panel monitor. The computer is used throughout the facility to input, manipulate and retrieve information.
9 - SS218 - ASC Scheduler Workstation, Stff Sprt | 9 - SS218 - ASC Scheduler Workstation, Stff Sprt | 9 - SS218 - ASC Scheduler Workstation, Stff Sprt | 9 - SS218 - ASC Scheduler Workstation, Stff Sprt | 9 - SS218 - ASC Scheduler Workstation, Stff Sprt
JSN | NAME | QTY | ACQ/INS | DESCRIPTION
A1010 | Telecommunication Outlet | 2 | VV | Telecommunication outlet location.
A1015 | Telephone, Desk, Multiple Line | 1 | VV | Telephone, desk, multiple line.
E0123 | Workstation, Straight, Free Standing, 72" W | 1 | VV | This JSN will provide a whole work station typical to quickly plan work in areas in clinical or administrative spaces. There will be a price decrease if typical work stations are used with vertical hanging strips instead of panels. THIS TYPICAL INCLUDES: 4 Standard Solid Panels 2 Panel Connectors, 2-Way Corner 1 Panel-to-Panel Connector 2 Finished End Hardware 1 Cantilevered, Work Surface 2 Lockable Flipper Units 2 Shelf, Storage/Displays 2 Lights 1 Tack board 1 Tool Rail 1 Paper Tray 1 Diagonal Tray 1 Adjustable Keyboard Tray 1 Mobile Pedestal, Box/File
F0275 | Chair, Swivel, High Back | 1 | VV | Highback contemporary swivel chair, 41" high X 23" wide X 23" deep with five (5) caster swivel base and arms. Chair may be used at desks or in conference rooms. Back and seat are foam padded and upholstered with either woven textile fabric or vinyl.
F0420 | Cabinet, Filing, Lateral, Half Height | 1 | VV | Half height two (2) or three (3) drawer lateral filing cabinet, 28" high X 42" wide X 18" deep with recessed handles, locking device and drawer label holders. Drawers are adaptable to either letter or legal size materials.
F2000 | Basket, Wastepaper, Fire Resistant | 1 | VV | Wastepaper basket, fire resistant, approximately 40 quart capacity. This unit is used to collect and temporarily store small quantities of paper refuse in patient rooms, administrative areas and nursing stations. Size and shape varies depending on the application and manufacturer selected.
M1801 | Computer, Microprocessing, w/Flat Panel Monitor | 1 | VV | Desk top microprocessing computer. The unit shall consist of a central processing mini tower, flat panel monitor, keyboard, mouse and speakers. The system shall have the following minimum characteristics: a 2.8 GHz Pentium processor; 512 MB memory; 80GB hard drive; 32/48x CD-ROMDVD combo; 1.44MB network interface card; video 32 MB NVIDIA; a 18 inch flat panel monitor. The computer is used throughout the facility to input, manipulate and retrieve information.
10 - SS204 - ASC Administrative Officer (AO) Office, Stff Sprt | 10 - SS204 - ASC Administrative Officer (AO) Office, Stff Sprt | 10 - SS204 - ASC Administrative Officer (AO) Office, Stff Sprt | 10 - SS204 - ASC Administrative Officer (AO) Office, Stff Sprt | 10 - SS204 - ASC Administrative Officer (AO) Office, Stff Sprt
JSN | NAME | QTY | ACQ/INS | DESCRIPTION
A1010 | Telecommunication Outlet | 2 | VV | Telecommunication outlet location.
A1015 | Telephone, Desk, Multiple Line | 1 | VV | Telephone, desk, multiple line.
A5145 | Hook, Garment, Double, SS, Surface Mounted | 1 | CC | A surface mounted, satin finish stainless steel, double garment hook. Equipped with a concealed mounting bracket that is secured to a concealed wall plate. For general purpose use throughout the facility to hang various items of apparel.
E0078 | Workstation, L-Shaped w/Peninsula, Free Std, 78x72 | 1 | VV | This section will provide a whole work station typical to quickly plan work areas in clinical or administrative spaces. There will be a price decrease if typical work stations are used with vertical hanging strips instead of panels. THIS TYPICAL INCLUDES: 4 standard solid panels; 2 panel connectors, 2-way corner; 1 panel-to-panel connector; 2 finished end hardware; 1 cantilevered work surface; 1 peninsula work surface; 2 lockable flipper units; 2 shelf, storage/display; 2 lights; 1 tack board, 48"W; 1 tool rail, 30"W; 1 paper tray; 1 diagonal tray; 1 adjustable keyboard tray; 1 mobile pedestal, box/file.
F0110 | Bookcase, 3 Shelf | 1 | VV | Freestanding open metal shelf book case, approximately 60" high X 36" wide X 18" deep with three (3) adjustable shelves and four (4) non-marking floor glides.
F0205 | Chair, Side With Arms | 2 | VV | Upholstered side chair, 32" high X 21" wide X 23" deep with arms, padded seats and padded backs. Seat height is a minimum of 17". Available with or without sled base.
F0275 | Chair, Swivel, High Back | 1 | VV | Highback contemporary swivel chair, 41" high X 23" wide X 23" deep with five (5) caster swivel base and arms. Chair may be used at desks or in conference rooms. Back and seat are foam padded and upholstered with either woven textile fabric or vinyl.
F0420 | Cabinet, Filing, Lateral, Half Height | 1 | VV | Half height two (2) or three (3) drawer lateral filing cabinet, 28" high X 42" wide X 18" deep with recessed handles, locking device and drawer label holders. Drawers are adaptable to either letter or legal size materials.
F2000 | Basket, Wastepaper, Fire Resistant | 1 | VV | Wastepaper basket, fire resistant, approximately 40 quart capacity. This unit is used to collect and temporarily store small quantities of paper refuse in patient rooms, administrative areas and nursing stations. Size and shape varies depending on the application and manufacturer selected.
F3200 | Clock, Battery, 12" Diameter | 1 | VV | Clock, 12" diameter. Round surface, easy to read numbers with sweep second hand. Wall mounted unit for use when impractical to install a fully synchronized clock system. Battery operated, (batteries not included).
M1801 | Computer, Microprocessing, w/Flat Panel Monitor | 1 | VV | Desk top microprocessing computer. The unit shall consist of a central processing mini tower, flat panel monitor, keyboard, mouse and speakers. The system shall have the following minimum characteristics: a 2.8 GHz Pentium processor; 512 MB memory; 80GB hard drive; 32/48x CD-ROMDVD combo; 1.44MB network interface card; video 32 MB NVIDIA; a 18 inch flat panel monitor. The computer is used throughout the facility to input, manipulate and retrieve information.
11 - SS218 - ASC Administration Support Workstation, Stff Sprt | 11 - SS218 - ASC Administration Support Workstation, Stff Sprt | 11 - SS218 - ASC Administration Support Workstation, Stff Sprt | 11 - SS218 - ASC Administration Support Workstation, Stff Sprt | 11 - SS218 - ASC Administration Support Workstation, Stff Sprt
JSN | NAME | QTY | ACQ/INS | DESCRIPTION
A1010 | Telecommunication Outlet | 2 | VV | Telecommunication outlet location.
A1015 | Telephone, Desk, Multiple Line | 1 | VV | Telephone, desk, multiple line.
E0123 | Workstation, Straight, Free Standing, 72" W | 1 | VV | This JSN will provide a whole work station typical to quickly plan work in areas in clinical or administrative spaces. There will be a price decrease if typical work stations are used with vertical hanging strips instead of panels. THIS TYPICAL INCLUDES: 4 Standard Solid Panels 2 Panel Connectors, 2-Way Corner 1 Panel-to-Panel Connector 2 Finished End Hardware 1 Cantilevered, Work Surface 2 Lockable Flipper Units 2 Shelf, Storage/Displays 2 Lights 1 Tack board 1 Tool Rail 1 Paper Tray 1 Diagonal Tray 1 Adjustable Keyboard Tray 1 Mobile Pedestal, Box/File
F0275 | Chair, Swivel, High Back | 1 | VV | Highback contemporary swivel chair, 41" high X 23" wide X 23" deep with five (5) caster swivel base and arms. Chair may be used at desks or in conference rooms. Back and seat are foam padded and upholstered with either woven textile fabric or vinyl.
F0420 | Cabinet, Filing, Lateral, Half Height | 1 | VV | Half height two (2) or three (3) drawer lateral filing cabinet, 28" high X 42" wide X 18" deep with recessed handles, locking device and drawer label holders. Drawers are adaptable to either letter or legal size materials.
F2000 | Basket, Wastepaper, Fire Resistant | 1 | VV | Wastepaper basket, fire resistant, approximately 40 quart capacity. This unit is used to collect and temporarily store small quantities of paper refuse in patient rooms, administrative areas and nursing stations. Size and shape varies depending on the application and manufacturer selected.
M1801 | Computer, Microprocessing, w/Flat Panel Monitor | 1 | VV | Desk top microprocessing computer. The unit shall consist of a central processing mini tower, flat panel monitor, keyboard, mouse and speakers. The system shall have the following minimum characteristics: a 2.8 GHz Pentium processor; 512 MB memory; 80GB hard drive; 32/48x CD-ROMDVD combo; 1.44MB network interface card; video 32 MB NVIDIA; a 18 inch flat panel monitor. The computer is used throughout the facility to input, manipulate and retrieve information.
12 - SS101 - ASC Staff Conference Room, Educ Svc | 12 - SS101 - ASC Staff Conference Room, Educ Svc | 12 - SS101 - ASC Staff Conference Room, Educ Svc | 12 - SS101 - ASC Staff Conference Room, Educ Svc | 12 - SS101 - ASC Staff Conference Room, Educ Svc
JSN | NAME | QTY | ACQ/INS | DESCRIPTION
A1010 | Telecommunication Outlet | 1 | VV | Telecommunication outlet location.
A5212 | Bracket, Television, Wall-Mounted, Tilt/Angle | 1 | VV | A wall mounted, tilt/angled TV bracket for 37" to 80" TVs. Mount will be a universal and VESA compliant unit with a load capacity of up to 130 lbs.
A5220 | Bracket, Television, Wall Backing | 1 | CC | Wall mounted television bracket backing which provides additional support and strength for the installation of the television bracket. Option available for interior or exterior plate and sized for 12” 16” or 24” stud spacing.
A6046 | Artwork, Decorative, With Frame | 1 | VV | This JSN is to be used for determining and defining location of decorative artwork.
F0220 | Chair, Conference | 10 | VV | Conference chair designed to complement the executive furniture package selected. Foam rubber cushioned seats and backs covered with either woven fabric or vinyl. Base with 5 (five) swivel casters.
F0765 | Table, Folding / Nesting | 2 | VV | Folding table intended for a variety of uses. Designed with a flip top that allows tables to store nested to minimize needed storage space. Available in multiple laminate finish colors/patterns, bases, surface shapes (description and pricing based on a rectangle shape) and edge finish, . Available with leveling glides or casters (2 locking, 2 non-locking).
F2000 | Basket, Wastepaper, Fire Resistant | 1 | VV | Wastepaper basket, fire resistant, approximately 40 quart capacity. This unit is used to collect and temporarily store small quantities of paper refuse in patient rooms, administrative areas and nursing stations. Size and shape varies depending on the application and manufacturer selected.
F3200 | Clock, Battery, 12" Diameter | 1 | VV | Clock, 12" diameter. Round surface, easy to read numbers with sweep second hand. Wall mounted unit for use when impractical to install a fully synchronized clock system. Battery operated, (batteries not included).
M0512 | Television, HDTV, Large Screen, 60" | 1 | VV | A high definition (HDTV) multimedia, slim design, 60"W to 65"W color television. The TV will have a 16.9 wide screen aspect ratio with full HD 1080p resolution and HDMI connections. TV may be LED, Plasma or LCD. TV will include a stand.
13 - SS272 - ASC Copier / Office Supply Room, Stff Sprt | 13 - SS272 - ASC Copier / Office Supply Room, Stff Sprt | 13 - SS272 - ASC Copier / Office Supply Room, Stff Sprt | 13 - SS272 - ASC Copier / Office Supply Room, Stff Sprt | 13 - SS272 - ASC Copier / Office Supply Room, Stff Sprt
JSN | NAME | QTY | ACQ/INS | DESCRIPTION
A1010 | Telecommunication Outlet | 2 | VV | Telecommunication outlet location.
A1012 | Telephone, Wall Mounted, 1 Line | 1 | VV | Telephone, wall mounted, 1 line.
F0465 | Cabinet, Storage, 2 Door, 5 Shelf | 1 | VV | Storage cabinet, 78" high X 48" wide X 24" deep with two (2) doors and five (5) adjustable shelves.
F0775 | Table, Work, 2 Drawer | 1 | VV | Work table approximately 32" high X 72" wide X 30" deep with two drawers and a hard wood top.
F2000 | Basket, Wastepaper, Fire Resistant | 1 | VV | Wastepaper basket, fire resistant, approximately 40 quart capacity. This unit is used to collect and temporarily store small quantities of paper refuse in patient rooms, administrative areas and nursing stations. Size and shape varies depending on the application and manufacturer selected.
F2550 | Shredder, Paper Heavy Duty | 1 | VV | Shredder shall be able to process a minimum of 25 sheets of paper per pass at a minimum rate of 20 feet per minute. The unit shall have a 16 inch throat to accept paper. Paper shall be shredded into 1/4 inch strips.
M1810 | Copier, Floor Standing, Digital | 1 | VV | Floor standing copier. Unit features automatic paper size selection, automatic document feeder and sorter. The system also has zoom capabilities and automatic two-sided copying. For use where medium volume reproduction is required in the range of 30 to 40 copies per minute.
M1835 | Printer, Color Laser, Large | 1 | VV | Color laser printer designed for high volume use and network capable. The printer shall be capable of printing a minimum of 25 pages per minute (ppm) of black print and 20 ppm color print. Resolution shall be no less than 600 X 600 dpi. It shall be capable of printing on multiple media types (plain, inkjet, photo paper and transparencies) and be capable of accepting media sizes of 3 X 5 to 8.5 X 14 inches. The printer is used in multi-user network offices.
14 - SB334 - ASC Biomedical Engineer Workroom, Eng Svc | 14 - SB334 - ASC Biomedical Engineer Workroom, Eng Svc | 14 - SB334 - ASC Biomedical Engineer Workroom, Eng Svc | 14 - SB334 - ASC Biomedical Engineer Workroom, Eng Svc | 14 - SB334 - ASC Biomedical Engineer Workroom, Eng Svc
JSN | NAME | QTY | ACQ/INS | DESCRIPTION
A1010 | Telecommunication Outlet | 1 | VV | Telecommunication outlet location.
A1011 | Telephone, Desk, 1 Line | 1 | VV | Telephone, desk, 1 line.
F0230 | Chair, Drafting, Rotary | 1 | VV | Drafting chair approximately 47" high X 20" wide X 20" deep with rotary stool and a 5 (five) star base with casters. Padded seat and back. Foot ring adjusts with chair.
F2000 | Basket, Wastepaper, Fire Resistant | 1 | VV | Wastepaper basket, fire resistant, approximately 40 quart capacity. This unit is used to collect and temporarily store small quantities of paper refuse in patient rooms, administrative areas and nursing stations. Size and shape varies depending on the application and manufacturer selected.
M0750 | Flowmeter, Air, Connect w/50 PSI Supply | 1 | VV | Air flowmeter. Unit has a stainless steel needle valve with clear flowtube for connection to 50 PSI air outlet from central pipeline system. Requires the appropriate adapter for connection to the wall outlet and fitting to connect to tubing. Database prices reflect fittings with an attached DISS power outlet. Other outlet and adapter configurations are available.
M0755 | Flowmeter, Oxygen, Low Flow | 1 | VV | Oxygen flowmeter. Consists of a clear crystal flowtube calibrated to 3.5 or 8 LPM depending on manufacturer. For oxygen regulation in hospital settings. Database pricing includes DISS fitting and DISS power outlet and wall adapter. Other fitting and adapter configurations are available.
M0765 | Regulator, Vacuum | 1 | VV | Vacuum pressure regulator for connection to central piped vacuum system. Standard display scale is graduated at least from 0 to 200 mm Hg of vacuum. Displays on specialized regulators may cover other vacuum ranges. Regulator type (continuous, intermittent, continuous/intermittent, surgical, pediatric, thoracic, etc.) as required. To be used in delivery, neonatal, pediatrics or any area where suction is required. Database pricing reflects continuous regulators graduated to 200 mm Hg with a full line vacuum selection switch and DISS configured inlets and outlets.
M1801 | Computer, Microprocessing, w/Flat Panel Monitor | 1 | VV | Desk top microprocessing computer. The unit shall consist of a central processing mini tower, flat panel monitor, keyboard, mouse and speakers. The system shall have the following minimum characteristics: a 2.8 GHz Pentium processor; 512 MB memory; 80GB hard drive; 32/48x CD-ROMDVD combo; 1.44MB network interface card; video 32 MB NVIDIA; a 18 inch flat panel monitor. The computer is used throughout the facility to input, manipulate and retrieve information.
T0005 | Electrical Safety Analyzer | 1 | VV | Electrical safety analyzer. Characteristics/components include combining all lead connected ECG lead tests measuring individual lead leakage; AC/DC measurement; current consumption; automatic neutral-ground and power-ground resistance and volts. This unit is used for electrical safety testing, preventive maintenance programs and equipment repair. Battery powered models are available.
T0015 | Defibrillator Analyzer, Automatic, Portable | 1 | VV | Defibrillator analyzer. Characteristics/components include automatic and portable with direct reading; accurately verifies the output characteristics of all defibrillators while simulating the resistance of the human body; output energy measured in joules or watt seconds on two scales of 0-200.0 or 0-1000; output energy remains displayed until the reset button is depressed once the defibrillator is fired; and output jacks provided for oscilloscope connection to observe defibrillator pulse wave shape. Shall include the optional pacemaker testing module if required by the end user. Battery powered models are available.
T0801 | Workbench, Electric, Pedestal Base | 1 | VV | Electrical workbench approximately 34" H x 72" W x 36" D. Characteristics/components include butcher block maple top; with two drawer or door pedestals and an electronic riser wiring kit. This workbench is used in wood and metal workshops. Workbench is a mix and match construction and can be configured to end users needs.
T1000 | Cabinet, Tool, Mobile, With Mechanics Tool Chest | 1 | VV | Tool cabinet and chest. Characteristics/components include: a mobile tool cabinet with 5 inch casters; shall have a minimum of 7 tamper-proof drawers; and have an internal drawer locking system that prevents unintentional drawer openings. The mechanics tool chest shall be capable of sitting on top of the mobile tool cabinet. It shall have a minimum of 10 tamper-proof drawers and have an internal drawer locking system that prevents unintentional drawer opening. All drawers shall lock automatically when the lid is closed. Shall have a partitioned top till that holds the lift-out trays equipped with socket dividers.
15 - SC192 - ASC Scrubs Distribution Alcove, Clncl Sprt | 15 - SC192 - ASC Scrubs Distribution Alcove, Clncl Sprt | 15 - SC192 - ASC Scrubs Distribution Alcove, Clncl Sprt | 15 - SC192 - ASC Scrubs Distribution Alcove, Clncl Sprt | 15 - SC192 - ASC Scrubs Distribution Alcove, Clncl Sprt
JSN | NAME | QTY | ACQ/INS | DESCRIPTION
M7300 | Dispenser, Garment, Scrubs | 1 | VV | A garment dispenser and receiver cabinet for dispensing scrub sets to customers. Dispenser holds approximately 64 sets of scrubs and accommodates 85 users per day with 2 refills per day. Garments are dispensed in sets by size to authorized personnel by use of hospital ID, bar code, magnetic strip or with keypad backup. Maintains control of scrub sets through usage reports and digital recording of returns.
16 - SS262 - ASC Staff Breakroom, Stff Sprt | 16 - SS262 - ASC Staff Breakroom, Stff Sprt | 16 - SS262 - ASC Staff Breakroom, Stff Sprt | 16 - SS262 - ASC Staff Breakroom, Stff Sprt | 16 - SS262 - ASC Staff Breakroom, Stff Sprt
JSN | NAME | QTY | ACQ/INS | DESCRIPTION
A1010 | Telecommunication Outlet | 1 | VV | Telecommunication outlet location.
A1012 | Telephone, Wall Mounted, 1 Line | 1 | VV | Telephone, wall mounted, 1 line.
A1080 | Mirror, Posture, Wall Mounted | 1 | CC | Wall mounted posture mirror. Consists of a 1/4" plate glass in a sturdy corrosion resistant frame with water proof back. For educational and therapy programs.
A5075 | Dispenser, Soap, Disposable | 1 | VV | Disposable soap dispenser. One-handed dispensing operation. Designed to accommodate disposable soap cartridge and valve.
A5080 | Dispenser, Paper Towel, SS, Surface Mounted | 1 | CC | A surface mounted, satin finish stainless steel, single-fold, paper towel dispenser. Dispenser features: tumbler lock; front hinged at bottom; and refill indicator slot. Minimum capacity 400 single-fold paper towels. For general purpose use throughout the facility.
A5145 | Hook, Garment, Double, SS, Surface Mounted | 1 | CC | A surface mounted, satin finish stainless steel, double garment hook. Equipped with a concealed mounting bracket that is secured to a concealed wall plate. For general purpose use throughout the facility to hang various items of apparel.
A5210 | Bracket, Television, Wall Mounted, w/Adjust Arm | 1 | VV | Wall mounted television bracket with adjustable arm. Consists of movable arm with minimum 120 degree swivel. Designed for holding wall mounted, flat panel television units in patient rooms.
A5220 | Bracket, Television, Wall Backing | 1 | CC | Wall mounted television bracket backing which provides additional support and strength for the installation of the television bracket. Option available for interior or exterior plate and sized for 12” 16” or 24” stud spacing.
C02C0 | Cabinet, U/C/B, 1 Shelf, 1 Drawer, 1 DO, 36x24x22 | 1 | CC | Standing height under counter base cabinet with an adjustable shelf and a full width drawer above a solid right or left-hinged door (appropriate door hinge configuration to be indicated on equipment elevation drawings). Also referred to as a combination cabinet or a drawer and cupboard cabinet. For general purpose use throughout the facility.
C02D0 | Cabinet, U/C/B, 4 Drawer, 36x24x22 | 1 | CC | Standing height under counter base cabinet with four full width drawers of equal height. Also referred to as a drawer cabinet. For general purpose use throughout the facility.
C04P0 | Cabinet, Sink, U/C/B, 2 Door, 36x36x22 | 1 | CC | Standing height under counter base sink cabinet with solid hinged doors. Also referred to as a double-door sink cabinet. For general purpose use throughout the facility where a sink is to be used. Coordinate actual clear cabinet dimension with the actual outside dimension of sink that is specified to ensure that they are compatible.
CB020 | Cabinet, W/H, 2 Shelf, 1 DO, Sloping Top, 38x24x13 | 2 | CC | Wall hung cabinet with two adjustable shelves, solid right or left-hinged door (appropriate door hinge configuration to be indicated on equipment elevation drawings), and sloping top. Also referred to as a solid hinged single door case. For general purpose use throughout the facility.
CS010 | Sink, SS, Single Compartment, 7.5x12x12 ID | 1 | CC | Single compartment stainless steel sink, drop-in, self-rimming, ledge-type, connected with a drain and provided with a mixing faucet. It shall also be provided with pre-punched fixture holes on 4" center, integral back ledge to accommodate deck-mounted fixtures, brushed/polished interior and top surfaces, and sound deadened. Recommended for use in suspended or U/C/B sink cabinets having a high plastic laminate or Chemsurf laminate countertop/work surface. For general purpose use throughout the facility.
CT020 | Countertop, Solid Surface | 7 | CC | A solid, nonporous countertop with a smooth seamless appearance. Easy to clean and maintain and with proper cleaning does not support the growth of mold. An acrylic-based solid surface product. Standard thickness of 1", and a 4" butt backsplash/curb. Also referred to as a work surface or work top. Available in a choice of colors and depths. Used in lab and other hospital areas requiring optimum physical and chemical resisting properties.
F0225 | Chair, Dining Room | 4 | VV | Dining room chair with glides. Chair has straight legs with cushioned cloth or vinyl seat.
F0795 | Table, Dining | 1 | VV | Dining table. Round 42" diameter or square 42" X 42". Used in dining facilities and can comfortably seat up to four (4) persons.
F2015 | Basket, Wastepaper, Metal/Plastic,2 Swinging Doors | 1 | VV | Metal receptacle for soiled / used towels or waste. Equipped with a removable tapered top with two independently operating self-closing, spring hinged doors. Used in public facilities for the collection and temporary storage of refuse.
F3065 | Whiteboard/Bulletin Board, Combination | 1 | VV | A combination whiteboard and bulletin board, half LCS and half cork. Available with either aluminum or wood frame. It can be used in patient rooms or in any appropriate space in the facility.
F3200 | Clock, Battery, 12" Diameter | 1 | VV | Clock, 12" diameter. Round surface, easy to read numbers with sweep second hand. Wall mounted unit for use when impractical to install a fully synchronized clock system. Battery operated, (batteries not included).
K1552 | Brewer, Coffee, Auto, Elect, 3 Burner, Front/Back | 1 | VV | Space saving front to back automatic coffee maker. This unit includes a heating tank, connection for a cold water supply, decanter service with three burners, funnel and a water flow controller. The unit is used for semi-automatic coffee brewing in cafeterias and commercial institutions. The unit automatically shuts off the water flow when enough has passed through to fill the pot. The unit is normally provided plumbed with a hot water faucet to the side for making other hot drinks (tea, cider, cocoa, etc.). The database height dimension does not include the clearance for coffee decanters warming on the upper burners.
K4665 | Oven, Microwave, Consumer | 1 | VV | Counter mounted microwave oven for average duty use. The exterior cabinet can be metal or heavy duty impact resistant plastic. The oven delivers instant energy for rapid heating, defrosting or prime cooking. The oven has touch pad controls, digital timer, power level selector and preprogrammed selectors for commonly cooked items. This oven is commonly found in staff lounges.
M0515 | Television, HD, 40" Class | 1 | VV | High definition (HDTV) multimedia flat panel LED 40" class display television. The TV will have a 16:9 wide screen aspect ratio, minimum of 1920 x 1080 display resolution, digital tuner, minimum refresh rate of 60Hz, minimum of two HDMI ports and 1 USB port ENERGY STAR certified.
R7250 | Refrigerator/Freezer, 20 Cubic Feet | 1 | VV | Refrigerator/freezer unit. This type unit includes a food saver system that helps keep food fresher. It also includes roll out wheels and is equipped for an optional automatic icemaker. This unit is of commercial or residential design and use.
17 - SS232 - ASC Female Staff Locker Room, Stff Sprt | 17 - SS232 - ASC Female Staff Locker Room, Stff Sprt | 17 - SS232 - ASC Female Staff Locker Room, Stff Sprt | 17 - SS232 - ASC Female Staff Locker Room, Stff Sprt | 17 - SS232 - ASC Female Staff Locker Room, Stff Sprt
JSN | NAME | QTY | ACQ/INS | DESCRIPTION
A1010 | Telecommunication Outlet | 1 | VV | Telecommunication outlet location.
A1012 | Telephone, Wall Mounted, 1 Line | 1 | VV | Telephone, wall mounted, 1 line.
A1040 | Locker, 2 Person, Side by Side, 72x15x18 | 8 | VV | Two person side by side locker. Steel unit. It consists of side by side compartments for hanging clothes and over/under compartments for hats, etc. Used for personal belongings storage.
A1080 | Mirror, Posture, Wall Mounted | 1 | CC | Wall mounted posture mirror. Consists of a 1/4" plate glass in a sturdy corrosion resistant frame with water proof back. For educational and therapy programs.
A5020 | Bench, Locker Room, Floor Mounted | 1 | CC | Locker room bench. Floor mounting -1-1/4" thick. Benches are sanded smooth with two coats of moisture-resistant sealer to ensure a protective, satin gloss surface, and mounted on strong steel pedestal anchored to the floor. Over all height of 18" includes pedestal. Size as required.
F2000 | Basket, Wastepaper, Fire Resistant | 1 | VV | Wastepaper basket, fire resistant, approximately 40 quart capacity. This unit is used to collect and temporarily store small quantities of paper refuse in patient rooms, administrative areas and nursing stations. Size and shape varies depending on the application and manufacturer selected.
F3200 | Clock, Battery, 12" Diameter | 1 | VV | Clock, 12" diameter. Round surface, easy to read numbers with sweep second hand. Wall mounted unit for use when impractical to install a fully synchronized clock system. Battery operated, (batteries not included).
18 - SB174 - ASC Female Staff Toilet / Shower, Bldg Sprt | 18 - SB174 - ASC Female Staff Toilet / Shower, Bldg Sprt | 18 - SB174 - ASC Female Staff Toilet / Shower, Bldg Sprt | 18 - SB174 - ASC Female Staff Toilet / Shower, Bldg Sprt | 18 - SB174 - ASC Female Staff Toilet / Shower, Bldg Sprt
JSN | NAME | QTY | ACQ/INS | DESCRIPTION
A1067 | Mirror, Float Glass, ADA Accessible | 1 | CC | A high quality 1/4" polished float glass mirror with a stainless steel frame. Frame holds mirror in a tilted position for accessibility and compliance with ADA requirements. Mirror has a galvanized steel back secured to frame with concealed screws with integral horizontal hanging brackets. Mirror shall be approximately 18" wide and 36" high. Other sizes are available.
A5030 | Bench, Stall, Shower, Built In | 1 | CC | Shower bench; built-in. Eighteen (18) gauge stainless steel frame with anchors built-in into the wall. Size and shape as required.
A5075 | Dispenser, Soap, Disposable | 1 | VV | Disposable soap dispenser. One-handed dispensing operation. Designed to accommodate disposable soap cartridge and valve.
A5082 | Dispenser, Paper Towel, Sensor, Hands Free | 1 | CC | A surface mounted, sensor activated, automatic, roll paper towel dispenser. The unit dispenses a paper towel automatically only when hands are place in position below the dispenser for maximum sanitation and hygiene. May include adjustable settings for sheet length, time delay, and sensor range. Unit is battery operated or with optional AC power adapter.
A5090 | Disposal, Sanitary Napkin, SS, Surface Mounted | 1 | CC | A surface mounted, satin finish stainless steel, sanitary napkin disposal. Disposal features a flip-up cover, secured to the container by a heavy duty stainless steel piano-hinge. Disposal may be secured to wall or toilet partition. For general purpose use in female toilet stalls or rooms and uni-sex toilet rooms.
A5109 | Grab Bar, 1-1/4" Dia., SS, 2 Wall, W/C Accessible | 1 | CC | A 1-1/4" diameter, satin finish stainless steel, peened gripping surface, 2 wall toilet stall/ room, grab bar with concealed mounting flanges. Snap over flanges are provided to conceal mounting screws. A selection of mounting kits and concealed anchor devices are available from the manufacturers for different types of installations. Grab bar shall comply with barrier-free accessibility guidelines for structural strength. For typical water closet applications in toilet stalls and rooms where ADA (American's With Disabilities Act) requirements must be met.
A5110 | Grab Bar, 1-1/4" Dia., SS, 2 Wall, Shower Use | 1 | CC | A 1-1/4" diameter, satin finish stainless steel, peened gripping surface, 2 wall shower, grab bar with concealed mounting flanges. Snap over flanges are provided to conceal mounting screws. A selection of mounting kits and concealed anchor devices are available from the manufacturers for different types of installations. Grab bar shall comply with barrier-free accessibility guidelines for structural strength. For typical applications in shower stalls where ADA (American's With Disabilities Act) requirements must be met.
A5145 | Hook, Garment, Double, SS, Surface Mounted | 1 | CC | A surface mounted, satin finish stainless steel, double garment hook. Equipped with a concealed mounting bracket that is secured to a concealed wall plate. For general purpose use throughout the facility to hang various items of apparel.
A5170 | Rod, Shower Curtain, 1"Diameter, W/Curtain & Hooks | 1 | CC | A concealed mounted, 1" outside diameter, satin finish stainless steel, shower curtain rod with white vinyl shower curtain (72" H) and SS shower curtain hooks. Rod and curtain available in various widths. For general purpose use at shower stall or bathtub locations. Pricing based upon standard shower stall dimensions of 36" x 36" and a standard curtain height of 72".
A5175 | Soap Dish, With Bar, SS, Recessed | 1 | CC | A recessed mounted, satin finish stainless steel, soap dish with bar. Soap dish furnished with retaining lip and mounting clamp for installation in stud walls or countertop aprons. For general purpose use in shower stalls or at bathtub locations.
A5200 | Dispenser, Toilet Tissue, SS, 2-Roll, Surface Mntd | 1 | CC | A concealed surface mounted, double roll, satin finish stainless steel, toilet tissue dispenser. Unit accommodates two standard-core toilet tissue rolls through 5" in diameter. Spindles are chrome plated plastic with a heavy-duty internal spring and turn freely for non-controlled delivery. For general purpose use in restrooms.
A5205 | Bar, Towel, 1" Diameter, SS, Surface Mounted | 1 | CC | A surface mounted, satin finish stainless steel, 1" diameter, towel bar. Support posts and flanges are one piece, chrome-plated, cast heavy brass with satin finish. Towel bar shall not rotate within support posts. Available in 18", 24" and 30" widths. For general purpose use in shower or bathtub rooms. Pricing based upon a suggested standard width of 18".
CT020 | Countertop, Solid Surface | 1 | CC | A solid, nonporous countertop with a smooth seamless appearance. Easy to clean and maintain and with proper cleaning does not support the growth of mold. An acrylic-based solid surface product. Standard thickness of 1", and a 4" butt backsplash/curb. Also referred to as a work surface or work top. Available in a choice of colors and depths. Used in lab and other hospital areas requiring optimum physical and chemical resisting properties.
F2015 | Basket, Wastepaper, Metal/Plastic,2 Swinging Doors | 1 | VV | Metal receptacle for soiled / used towels or waste. Equipped with a removable tapered top with two independently operating self-closing, spring hinged doors. Used in public facilities for the collection and temporary storage of refuse.
P3070 | Lavatory, Vitreous China, Under or Counter Top Mtd | 1 | CC | An undercounter or countertop mounted vitreous china lavatory (approximate bowl size 6"x17"x14") with gooseneck spout, wrist blade handles, and grid drain. Counter top mounted lavatory to be self rimming with mounting kit provided. Undercounter lavatory to have unglazed rim with a mounting kit also provided. For general purpose use in vanity tops in public, patient and staff toilet rooms.
P5040 | Shower, Single, Hand-Held | 1 | CC | A complete, barrier-free, single hand-held, personal shower system. The shower system includes: pressure balanced mixing valve with high temperature limit stop; personal hand shower; shower hose; wall supply; and slide bar. For general purpose use throughout the facility in shower stalls.
P9050 | Toilet, Wall Hung, Siphon Jet | 1 | CC | Siphon jet water closet/ toilet. This unit is wall hung with an elongated bowl, top spud flushometer, seat with open front and check hinge, and carrier. Used in restrooms throughout the health care facility.
19 - SS241 - ASC Male Staff Locker Room, Stff Sprt | 19 - SS241 - ASC Male Staff Locker Room, Stff Sprt | 19 - SS241 - ASC Male Staff Locker Room, Stff Sprt | 19 - SS241 - ASC Male Staff Locker Room, Stff Sprt | 19 - SS241 - ASC Male Staff Locker Room, Stff Sprt
JSN | NAME | QTY | ACQ/INS | DESCRIPTION
A1010 | Telecommunication Outlet | 1 | VV | Telecommunication outlet location.
A1012 | Telephone, Wall Mounted, 1 Line | 1 | VV | Telephone, wall mounted, 1 line.
A1030 | Locker, 2 Person, Over/Under | 8 | VV | Two person locker, double tier, 72Hx12Wx18D. This unit includes hooks for coats and hats. Door equipped with safety guard handles. Designed for storage of coats, hats, and other personal belongings. Other width and depths are available.
A1080 | Mirror, Posture, Wall Mounted | 1 | CC | Wall mounted posture mirror. Consists of a 1/4" plate glass in a sturdy corrosion resistant frame with water proof back. For educational and therapy programs.
A5020 | Bench, Locker Room, Floor Mounted | 1 | CC | Locker room bench. Floor mounting -1-1/4" thick. Benches are sanded smooth with two coats of moisture-resistant sealer to ensure a protective, satin gloss surface, and mounted on strong steel pedestal anchored to the floor. Over all height of 18" includes pedestal. Size as required.
F2000 | Basket, Wastepaper, Fire Resistant | 1 | VV | Wastepaper basket, fire resistant, approximately 40 quart capacity. This unit is used to collect and temporarily store small quantities of paper refuse in patient rooms, administrative areas and nursing stations. Size and shape varies depending on the application and manufacturer selected.
F3200 | Clock, Battery, 12" Diameter | 1 | VV | Clock, 12" diameter. Round surface, easy to read numbers with sweep second hand. Wall mounted unit for use when impractical to install a fully synchronized clock system. Battery operated, (batteries not included).
20 - SB185 - ASC Male Staff Toilet / Shower, Bldg Sprt | 20 - SB185 - ASC Male Staff Toilet / Shower, Bldg Sprt | 20 - SB185 - ASC Male Staff Toilet / Shower, Bldg Sprt | 20 - SB185 - ASC Male Staff Toilet / Shower, Bldg Sprt | 20 - SB185 - ASC Male Staff Toilet / Shower, Bldg Sprt
JSN | NAME | QTY | ACQ/INS | DESCRIPTION
A1067 | Mirror, Float Glass, ADA Accessible | 1 | CC | A high quality 1/4" polished float glass mirror with a stainless steel frame. Frame holds mirror in a tilted position for accessibility and compliance with ADA requirements. Mirror has a galvanized steel back secured to frame with concealed screws with integral horizontal hanging brackets. Mirror shall be approximately 18" wide and 36" high. Other sizes are available.
A5030 | Bench, Stall, Shower, Built In | 1 | CC | Shower bench; built-in. Eighteen (18) gauge stainless steel frame with anchors built-in into the wall. Size and shape as required.
A5075 | Dispenser, Soap, Disposable | 1 | VV | Disposable soap dispenser. One-handed dispensing operation. Designed to accommodate disposable soap cartridge and valve.
A5082 | Dispenser, Paper Towel, Sensor, Hands Free | 1 | CC | A surface mounted, sensor activated, automatic, roll paper towel dispenser. The unit dispenses a paper towel automatically only when hands are place in position below the dispenser for maximum sanitation and hygiene. May include adjustable settings for sheet length, time delay, and sensor range. Unit is battery operated or with optional AC power adapter.
A5109 | Grab Bar, 1-1/4" Dia., SS, 2 Wall, W/C Accessible | 1 | CC | A 1-1/4" diameter, satin finish stainless steel, peened gripping surface, 2 wall toilet stall/ room, grab bar with concealed mounting flanges. Snap over flanges are provided to conceal mounting screws. A selection of mounting kits and concealed anchor devices are available from the manufacturers for different types of installations. Grab bar shall comply with barrier-free accessibility guidelines for structural strength. For typical water closet applications in toilet stalls and rooms where ADA (American's With Disabilities Act) requirements must be met.
A5110 | Grab Bar, 1-1/4" Dia., SS, 2 Wall, Shower Use | 1 | CC | A 1-1/4" diameter, satin finish stainless steel, peened gripping surface, 2 wall shower, grab bar with concealed mounting flanges. Snap over flanges are provided to conceal mounting screws. A selection of mounting kits and concealed anchor devices are available from the manufacturers for different types of installations. Grab bar shall comply with barrier-free accessibility guidelines for structural strength. For typical applications in shower stalls where ADA (American's With Disabilities Act) requirements must be met.
A5145 | Hook, Garment, Double, SS, Surface Mounted | 1 | CC | A surface mounted, satin finish stainless steel, double garment hook. Equipped with a concealed mounting bracket that is secured to a concealed wall plate. For general purpose use throughout the facility to hang various items of apparel.
A5170 | Rod, Shower Curtain, 1"Diameter, W/Curtain & Hooks | 1 | CC | A concealed mounted, 1" outside diameter, satin finish stainless steel, shower curtain rod with white vinyl shower curtain (72" H) and SS shower curtain hooks. Rod and curtain available in various widths. For general purpose use at shower stall or bathtub locations. Pricing based upon standard shower stall dimensions of 36" x 36" and a standard curtain height of 72".
A5175 | Soap Dish, With Bar, SS, Recessed | 1 | CC | A recessed mounted, satin finish stainless steel, soap dish with bar. Soap dish furnished with retaining lip and mounting clamp for installation in stud walls or countertop aprons. For general purpose use in shower stalls or at bathtub locations.
A5200 | Dispenser, Toilet Tissue, SS, 2-Roll, Surface Mntd | 1 | CC | A concealed surface mounted, double roll, satin finish stainless steel, toilet tissue dispenser. Unit accommodates two standard-core toilet tissue rolls through 5" in diameter. Spindles are chrome plated plastic with a heavy-duty internal spring and turn freely for non-controlled delivery. For general purpose use in restrooms.
A5205 | Bar, Towel, 1" Diameter, SS, Surface Mounted | 1 | CC | A surface mounted, satin finish stainless steel, 1" diameter, towel bar. Support posts and flanges are one piece, chrome-plated, cast heavy brass with satin finish. Towel bar shall not rotate within support posts. Available in 18", 24" and 30" widths. For general purpose use in shower or bathtub rooms. Pricing based upon a suggested standard width of 18".
CT020 | Countertop, Solid Surface | 1 | CC | A solid, nonporous countertop with a smooth seamless appearance. Easy to clean and maintain and with proper cleaning does not support the growth of mold. An acrylic-based solid surface product. Standard thickness of 1", and a 4" butt backsplash/curb. Also referred to as a work surface or work top. Available in a choice of colors and depths. Used in lab and other hospital areas requiring optimum physical and chemical resisting properties.
F2015 | Basket, Wastepaper, Metal/Plastic,2 Swinging Doors | 1 | VV | Metal receptacle for soiled / used towels or waste. Equipped with a removable tapered top with two independently operating self-closing, spring hinged doors. Used in public facilities for the collection and temporary storage of refuse.
P3070 | Lavatory, Vitreous China, Under or Counter Top Mtd | 1 | CC | An undercounter or countertop mounted vitreous china lavatory (approximate bowl size 6"x17"x14") with gooseneck spout, wrist blade handles, and grid drain. Counter top mounted lavatory to be self rimming with mounting kit provided. Undercounter lavatory to have unglazed rim with a mounting kit also provided. For general purpose use in vanity tops in public, patient and staff toilet rooms.
P5040 | Shower, Single, Hand-Held | 1 | CC | A complete, barrier-free, single hand-held, personal shower system. The shower system includes: pressure balanced mixing valve with high temperature limit stop; personal hand shower; shower hose; wall supply; and slide bar. For general purpose use throughout the facility in shower stalls.
P9050 | Toilet, Wall Hung, Siphon Jet | 1 | CC | Siphon jet water closet/ toilet. This unit is wall hung with an elongated bowl, top spud flushometer, seat with open front and check hinge, and carrier. Used in restrooms throughout the health care facility.